## Sheet1
DueDateFormatted | PartNo | PartDesc | UnitCost
2024-06-18 | 8540.19 | Enmotion White 10 Inch Towels (6 per case) | 68
2019-01-03 | 10020 | 32''X28''X96''X.0015 mil, Ploy Bag, 100 Bags per Roll | 136
2020-05-18 | 11183 | 6'' Seal Kit (Handy Lifts) | 52.77
2020-04-13 | 11326 | 3M Safety Glasses-Clear | 1.41
2020-03-25 | 12887 | Assy Valve Stem Replacement (Handy Lift Foot Pedal) | 22.4
2020-06-10 | 14280 | Mark 5 Gun, ITW Devcon | 71.51
2023-09-20 | 14285 | Mark 5 Mix Nozzle | 2.77
2023-09-20 | 14320 | 50ML Plastic Welder | 23.3
2020-06-25 | 15019 | Therapeutic 5 Zone Mattress,36WX80L, | 88
2019-11-27 | 15244 | Washer, Flat, .188, .375, .062, Finnish | 1.1
2020-01-07 | 16145 | Strain Relief, H-1247 (Heyco 7W-2 0712278) | 0.12
2021-02-22 | 17185 | S&G Tool# 17185 nylon brush | 1.92
2021-12-01 | 17190 | S&G Tool# 17190 wire brush | 1.99
2020-04-01 | 18942 | Taupe spray paint | 5.75
2022-10-17 | 19562 | Latch cover | 1.61
2022-10-04 | 22102 | C7022102, 14 AWG Tinned Braidcontinental Cordage (1000' Reel) | 0.16
2020-05-22 | 22407 | 16'' X 1500' Select Quilt Large | 195.42
2023-09-13 | 22407 | 16'' X 1500' Select Quilt Large- Novus vf3-c | 244.51
2019-06-03 | 22659 | CENTRA 850 Lock Washer | 0.75
2021-01-12 | 23192 | 23192 (16-1/4''X12''X24-1/4'') | 1.85
2019-06-13 | 25200 | ADVANTA SPEED CLAMP C-3046-A-6-92 5Z 6 (FT # 0127288 ) | 0.6475
2024-02-21 | 29387 | Motor Coupling Center Only | 0.88
2021-07-19 | 32353 | 10-32X1/2 Screw | 0.1214
2019-12-06 | 32428 | CENTRA 850BED BRAKE CAM | 4.47
2020-09-08 | 34418 | CENTRA 850 COMPRESSION SPRING | 0.63
2020-10-30 | 35177 | Siderail Box 33-1/2X11-1/4X10 (2001) | 2.61
2023-07-05 | 36199 | TOTALCARE & CCU HO32oz, Hydraulic Oil | 7.34
2024-02-09 | 36199 | TOTALCARE & CCU HO32oz, Hydraulic Oil (1 Quart) | 7.34
2022-05-11 | 36250 | Motor coupling 3-piece assembly | 15.3
2023-03-06 | 36339 | Tube End (Small) P276 | 0.76219
2020-12-09 | 36339 | Tube End (Small) P276 (ZINC PLATE) | 0.3
2022-02-17 | 36339 | Tube End (Small) P276 (ZINC PLATED) | 0.3
2023-03-13 | 36525 | Green Disc Roloc 40 Grit Rol 2 | 42.34
2023-03-13 | 36527 | Green Disc Roloc 80 Grit Rol 2 | 38.06
2021-11-08 | 36790 | 231-121041-02-0101, Drive Rivets to hold Bed Exit strips in place | 0.099
2021-05-04 | 37083 | Respirator, Half Mask Large 3M | 28.97
2021-04-13 | 37210 | 1/4-20 Rev Lock Nut | 0.03
2021-04-26 | 37210 | 1/4-20 Rev Lock Nut (Hybrid H/F Boards) | 0.03
2020-04-07 | 38328 | Advance Footboard /Headboard Bumper | 3
2021-04-09 | 38587 | Medical Gray Spray Paint | 5.75
2024-02-13 | 38827 | Light Neutral Spray Paint | 6.75
2019-01-14 | 39713 | ADVANTA KEY LATCH RIGHT HAND PLATED | 1.98
2019-01-14 | 39714 | ADVANTA KEY LATCH LEFT HAND PLATED | 1.93
2020-12-11 | 40889 | Med. Density Foam Tape (.375 X .375) with Hi Tack PSA one side in 50' roll, 15''pcs. | 12.92
2021-12-15 | 41288 | Primer, Adhesion Promoter | 63.95
2023-02-22 | 42703 | Oxygen Tank Holder | 37
2024-08-21 | 43949 | AFFINITY III & IV DETENT PLUNGER | 5
2019-03-04 | 45768 | 1''X75' Hook Velcro Black (BT71008 Shroud) | 95.84
2019-03-04 | 45769 | 1''X75 Loop Velcro Black (BT71008 Shroud) | 95.84
2023-10-02 | 47290 | DO NOT SELL PER MICHAEL.........TOTALCARE EXTRUSION, SLIDER PIVOT | 13.25
2023-08-16 | 49532 | Utility Strap (TotalCare Footboard) | 3.59
2019-11-18 | 60374 | LC0115-046000, CPR Switch Bumper | 0.40983
2020-01-07 | 61073 | TRANSTAR OB/GYN RIVET,DRIVE,1/4DIA, X 15/32 | 0.84
2020-06-29 | 61503 | #T-10x1-15/16 L Power Bit | 6.23
2020-03-06 | 63471 | ADVANTA SIDERAIL END CAP (PLASTICS) - | 2.52
2020-11-02 | 63471 | REFURB-ADVANTA SIDERAIL END CAP (PLASTICS) - | 2.52
2024-08-07 | 63683 | ADVANTA COVER, SCREW (HEX PLUG, LT N) | 0.35
2023-01-31 | 63683 | ADVANTA/VERSACARE COVER, SCREW (HEX PLUG, LT N) | 0.32
2021-04-07 | 64248 | 1/4 x 1-1/8 Spring Pin (HR#39839) | 0.1395
2019-04-24 | 64857 | ADVANTA Head Channel Cap, (2 PRONG) | 6.73
2021-03-09 | 65046 | OUT OF STOCK- BUY NEW FROM HR SIDERAIL TUBE END - TRANSTAR | 40.99
2020-09-08 | 65790 | GASKET-1"X1"X9/16 | 37.35
2024-08-22 | 65829 | AFFINITY III & IV BOOT,LEVER | 23.77
2020-05-12 | 65829 | AFFINITY III & IV BOOT,LEVER (REFURB) | 19.21
2021-10-19 | 65833 | AFFINITY III & IV SIDERAIL WARNING LABEL | 11.59
2020-10-07 | 66784 | Total Care Intermediate Siderail Gasket, Top | 1.18
2020-10-07 | 66785 | Total Care Intermediate Siderail Gasket, Panel | 1.59
2020-04-13 | 66883 | Advanta Foot Board | 387.89
2021-04-15 | 67247 | AFFINITY CALF SUPPORT COVER - SLIP ON PADS, LEATHER | 31.94
2020-03-02 | 67524 | OBT Box (18284) | 18.108
2019-04-10 | 68285 | TOTAL CARE Belt for Intellidrive | 28
2020-06-16 | 68537 | AFFINITY VOLUME CONTROL PLUG | 2.37
2021-02-17 | 68941 | EZ Foam Anti-Bacterial Hand Soap 6/1000 | 44
2024-06-17 | 69130 | TOTALCARE HANDLE BELLOWS | 14.65
2024-03-27 | 69401 | Foam Handwash (6 per case) | 58
2019-11-22 | 69401 | Foam Handwash bags (6 per case) | 50
2023-04-19 | 70785 | VERSACARE WIPER, MOVEABLE FOOT | 5.83
2022-12-21 | 70802 | VERSACARE 3200 LABEL KIT (REV 9) | 21.51
2020-12-22 | 71536 | CAREASSIST MEMBRANE SWITCH, NURSE CALL | 18.61
2023-10-17 | 71805 | Continuous Topper Foam (TC Short Stay & Treatment) 65392 | 122.32
2020-02-10 | 71805 | PROH9031, Continuous Topper Foam (TC Short Stay & Treatment) | 84.32
2020-11-09 | 72821 | CAREASSIST LABEL, HEAD ANGLE INDICATOR - LH | 28.68
2019-11-07 | 72860 | LABEL SHEET, CARE ASSIST | 53.75
2023-12-05 | 86127 | Bushing- Fowler Modified (Stryker Part # 3001-300-099) | 3.05
2020-10-21 | 92791 | Wide Body Foam Core 2 X 8 X 55 | 7.5
2024-08-08 | 102776 | 8x8x4 Corrugated Box 25/bundle | 0.55
2019-10-14 | 108981 | (1818TENAX)..500X.020X9000' Banding (Green) | 118.5
2024-07-23 | 127940 | TOTALCARE Reservoir with Seals for Hydraulic pump - New Style (HR # 65430) | 72.67
2019-03-07 | 130525 | TOTALCARE HEADRAIL HRSE, RH (NEW STYLE) | 68.45
2019-03-07 | 130526 | TOTALCARE HEADRAIL HRSE, LH (NEW STYLE) | 91.1
2019-10-10 | 131338 | T-Shirt WIPING RAGS (1BOX=25LBS) | 28.8
2022-04-28 | 131338 | T-Shirt WIPING RAGS (1BOX=50LBS) | 78.2
2020-09-15 | 131522 | CONTROL BOX ASSY, 120V - 127V | 595.6
2019-08-27 | 131739 | Fitting, Bladder (Total Care) | 4.34
2020-11-09 | 131857 | SCALE INSTRUCTION LABEL | 21.54
2024-07-17 | 133008 | 133008 ADVANTA II Power Cord NEMA 5-15P, 13A 125V Detachable cord with custom strain relief | 5.8
2024-08-08 | 136553 | 28x10x10 Corrugated Box 25/bundle | 2.19
2020-07-28 | 137613 | Scan Service to Create Gerber Files4 layer, 2 mask, 1 silk, 1 drill | 409
2019-06-03 | 139120 | TOTALCARE HYDRAULIC POWER UNIT, FOOT ART POC, SOFT SEAT (PCV3 new version) (Old HR#69365) 10225-87 | 36.72
2019-09-10 | 140276 | LABEL, WARNING, AUX RECPTACLE - Total Care / Versa Care | 1.4
2022-11-21 | 140430 | CAREASSIST WHEEL SUPPORT-**New Style** | 4.77
2019-01-18 | 141805 | CAREASSIST CABLE, SIDE COM, | 132.38
2019-03-07 | 142133 | PBM PULMONARY ONLY, PBM ASSY MAGIC CARPET (LOW AIR LOSS) | 290.7
2024-05-31 | 142958 | AFFINITY III & IV BELLOW FOOT SUPPORT - LEFT HAND (A409-Std. Channel Gray), (old #65828-01 or 6582801) | 59.5
2020-05-22 | 142958 | AFFINITY III & IV BELLOW FOOT SUPPORT - LEFT HAND (A409-Std. Channel Gray), (old #65828-01) | 50.5
2024-04-26 | 143010 | AFFINITY III & IV BELLOW FOOT SUPPORT -RIGHT HAND, (A409 Std. Channel Gray) (old #65828-02 or 6582802) 145103 | 59.5
2020-05-22 | 143010 | AFFINITY III & IV BELLOW FOOT SUPPORT -RIGHT HAND, (A409 Std. Channel Gray) (old #65828-02) 145103 | 50.8
2019-03-07 | 143196 | TOTALCARE TREATMENT TORSO MOD PCB (PCB ASSY,TC,TTM,BARI+/SPORT+) | 351.41
2019-12-05 | 143266 | CABLE, BACK SECTION - Transtar / Fowler | 29.95
2021-04-08 | 143344 | TRANSTAR PEDAL, BUTTERFLY (DOES NOT INCLUDE PEDAL INSERTS PN's 143347 & 143348) | 16.09
2021-08-10 | 143347 | TRANSTAR PAD,FOOT (GREEN) (TRAUMA STRETCHER) | 3.26
2021-08-10 | 143348 | TRANSTAR PAD,FOOT (ORANGE) (TRAUMA STRETCHER) | 3.54
2019-08-29 | 143352 | Honeywell eyewash solution 16oz | 8.45
2021-06-24 | 143528 | Affinity IV Mattress Hook for Sto N Go | 191.06
2023-04-25 | 144258 | Placenta Basin | 108.76
2024-09-26 | 144591 | AFFINITY Label Group includes (Old HR#'s 6396509, 6396609, 6396709 & 6396809) New (HR's #144150, 144140, 144123 & 144129) | 153.51
2021-05-19 | 144592 | AFFINITY Label Kit, Siderail-N,L,T, The label group includes, 144133, 144145, 144130 & 144141. | 146.38
2020-12-22 | 144593 | AFFINITY LABEL KIT-SIDERAIL-N,L,T,A, (label group includes -144142, 144134, 144122 & 144149) | 76.91
2020-09-15 | 144641 | VERSACARE DC DRIVE, HD W/POT FOR AIR | 470.13
2024-02-13 | 145004 | TRANSTAR GLIDE, 5TH WHEEL | 3.4487
2020-09-16 | 146240 | LAL TOPPER SPORT | 930.69
2019-03-07 | 146751 | TOTALCARE INTERM.SIDERAIL ASM W/POD,RH | 224.49
2019-08-29 | 147362 | Fend-all 16oz double bottle- Sterile eyewash wall station | 41.69
2019-03-07 | 147748 | TOTALCARE INTERM.SIDERAIL ASM W/O POD,LH | 160.35
2019-05-21 | 148133 | VERSACARE SERVICE ADAPTER CABLE | 20.04
2021-06-04 | 148943 | Affinity IV Calf Pad Kit | 367.66
2020-11-17 | 151427 | Control Box | 519.68
2023-09-28 | 153889 | VERSACARE AMT Coverlet Assembly, Sliver With X-Ray, - P500 | 1069
2023-09-28 | 153964 | VERSACARE Mattress Ticking, - P500 | 724.21
2019-04-03 | 155448 | Advanta 2 Siderailcable Assembly, Ca FD | 64.16
2021-08-19 | 155448 | Advanta 2- Siderailcable Assembly, Ca FD | 12.6
2024-02-29 | 155448 | Advanta 2- Siderailcable Assembly, Ca Flat Deck | 13.5
2024-08-28 | 155462 | PAT CONTROLS,RH,BASE FD-ADVANTA 2 | 92.86
2022-10-31 | 155983 | LABEL, CARE GRIP LH OS FD | 7.68
2022-10-31 | 155984 | LABEL, CARE GRIP RH OS FD | 8.86
2020-12-04 | 156031 | LABEL, TREND ANGLE FD | 8.11
2020-06-16 | 158590 | TOTAL CARE PCB ASSY SCALE PPM - MICROSCREEN | 210
2020-06-12 | 158590 | Bare board-2 boards per panel (5 panels=10 boards) | 39.383
2020-05-15 | 158590 | Scan Sevice to Create Gerber Files | 181
2019-04-30 | 161291 | CARE ASSIST SIDERAIL WITH POD LEFT-PLASTIC ONLY | 114.66
2019-04-30 | 161292 | CARE ASSIST SIDERAIL WITH POD RIGHT-PLASTIC ONLY | 79.92
2019-03-27 | 161967 | POD ASSY, SIDERAIL, VCPE (Versacare) | 122.81
2024-08-21 | 167441 | USB/BB GUI CABLE FOR PROGRESSA | 4.8
2021-05-25 | 171232 | P500 FOAM WEDGE SERVICE KIT (H11888) - | 33.76
2024-07-31 | 171528 | Progressa User Manual | 11
2024-07-31 | 171748 | Progressa Service Manual | 11
2024-08-21 | 176600 | PIVOT BLOCK/NUT ASSEMBLY FOR PROGRESSA BED SYSTEM | 0.8
2023-07-17 | 422002 | Center Pull Roll Towel, White (6 Rolls per Case) | 31.95
2024-06-18 | 442807 | 2 Ply Jumbo Roll Toilet Tissue (12 Rolls per Case) | 33.75
2020-10-08 | 702731 | Packing, Spring and Packing Nut Kit | 14.64
2021-05-18 | 702734 | Air Inlet | 17.61
2020-10-08 | 703530 | Air Valve Kit #23 | 70.34
2020-10-08 | 703533 | Fluid Adjusting Knob SN-67-BL-K | 48.93
2021-04-07 | 1119918 | 5/16-18X1 Case Harden (Bed Braces) | 0.4823
2019-07-31 | 1119918 | 5/16-18X1 Case Harden (TC Bed Brace) | 0.2672
2021-05-18 | 1124111 | 1/2-13x1 1/2 Hex Button Head Cap Screw Black (Posey Beds) | 1.135
2021-04-07 | 1128838 | 6-32X1-1/2'' PPH MS (Transtar Barke/Steer Pedal) | 0.0525
2020-12-28 | 1129174 | Screw 1/4-20 X 3/4 PPH | 0.0765
2021-04-13 | 1131222 | #6X3/8, PPH SMS Used on head/footboards, holds adapter bracket on to the panel bracket | 0.0278
2021-04-13 | 1133004 | 1/4 USS F/Washer | 0.05
2021-04-07 | 1136104 | 5/16-18 Nut (Bed Braces) | 59.6
2020-12-30 | 1164129 | 3/16X3/4 Spring Pin (HR#27509) | 0.1099
2021-01-14 | 1168078 | 5/16 EXTERNAL E STYLE E RING- (12058-00587 TC,AFF, VC) | 0.175
2019-04-10 | 1191203 | VERSACARE - M4-0, 7X16mm, Screw | 0.0548
2019-06-07 | 1919203 | Solenoid, 12vdc/.26a 45ohms | 4.79
2024-09-26 | 4260263 | Labor Bar Grip | 55.34
2023-09-08 | 4260263 | Labor Bar Grip (84'') | 52.21
2023-01-31 | 4260263 | Labor Bar Grip Foam 84'' | 49.25
2020-03-18 | 4260263 | Labor Foam Grip 84'' | 41.8
2021-07-05 | 4455401 | ***NEW*** ADVANCE 4 MOTOR CABLE ASSY,OM,SUBD/CT,15POS,LH (LH44554-01) | 4.8
2023-12-01 | 4640501 | TRANSTAR CONNECTING ROD BRAKE/STEER (slightly longer 5 inches long) 1/4'' x 5'' 1/4'' | 5
2019-07-18 | 4647601 | LABEL BRAKE PEDAL | 5.95
2019-07-18 | 4647602 | LABEL STEER PEDAL | 5.95
2019-02-06 | 4727302 | TOTALCARE Screw for siderail (#10-24 x 1.125'' Nylon) | 1.58
2020-05-21 | 4918134 | TOTAL CARE Valve Solenoid Cartridge A (10162-40) | 34.28
2020-05-21 | 4918135 | TOTALCARE VALVE SOLENOID CARTRIDGE B (10169-15) | 34.28
2020-05-21 | 4918136 | TOTALCARE VALVE SOLENOID CARTRIDGE (10162-41) ***NEW*** | 34.28
2020-05-21 | 4918138 | VALVE, CPR MANUAL CARTRIDGE | 13.85
2020-05-21 | 4918139 | EMERGENCY TREND MANUAL VALVE - TOTALCARE | 41.55
2020-03-09 | 6151661 | Switch, DPST, N.O., Panel Mount 22mm(for KISS solder machine) | 33
2019-02-05 | 6195713 | Foam Handwash, (6 per Case) | 55.5
2024-09-10 | 6226002 | Grit Super Scrub Hand Soap 2000ml, (4 per case) | 70
2020-01-09 | 6296801 | TRANSTAR OB / GYN FOOT SUPPORT BELLOW - RIGHT HAND | 84.79
2020-01-09 | 6296802 | TRANSTAR OB / GYN FOOT SUPPORT BELLOW - LEFT HAND | 84.79
2021-10-20 | 6391648 | TOP MOTOR COVER - AFFINITY III - LIGHT NEUTRAL | 147.66
2023-01-31 | 6391648 | TOP MOTOR COVER - AFFINITY III/IV - LIGHT NEUTRAL | 167.3
2024-02-14 | 6543032 | TOTAL CARE SOLENOID Coil Deltrol 10184-79 | 15.63
2022-03-15 | 6543034 | TOTAL CARE Valve Solenoid 4W/3P Deltrol 10190-38 | 49.67
2024-07-10 | 6543035 | TOTAL CARE Valve Solenoid 2W/2P Deltrol 10194-66 | 15.46
2020-03-03 | 6543038 | TOTAL CARE Valve Manual CPR/ET Deltrol 10261-24 | 18.45
2023-06-21 | 6543038 | TOTAL CARE Valve Manual CPR/ET Deltrol 10261-24 | 18.45
2024-02-13 | 6543038 | (DO NOT USE, USE PART NUMBER BTSA5565) TOTAL CARE Valve Manual CPR/ET Deltrol 10261-24 | 18.45
2024-02-05 | 6543038 | TOTAL CARE Valve Manual CPR/ET Deltrol 10261-24 | 18.45
2020-10-07 | 6678301 | Total Care Intermediate Siderail Gasket, Right | 1.55
2020-10-07 | 6678302 | Total Care Intermediate Siderail Gasket, Left | 1.55
2024-06-17 | 6836201 | Handle grip, left (Total Care INTELLIDRIVE TRANSPORT SYSTEM) | 53.61
2024-06-17 | 6836202 | Handle grip, right (Total Care INTELLIDRIVE TRANSPORT SYSTEM) | 52.59
2020-04-16 | 6981101 | VERSACARE SIDERAIL COVER WITH POD - LEFT HAND | 32.51
2020-04-16 | 6981102 | VERSACARE SIDERAIL COVER WITH POD - RIGHT HAND | 32.51
2021-03-03 | 6981105 | *Check stock before selling!*VERSACARE COVER, HD SIDERAIL, LH, W/POD | 23.55
2021-04-08 | 6981105 | *VERSACARE COVER, HD SIDERAIL, LH, W/POD | 23.55
2021-03-31 | 6981105 | VERSACARE COVER, HD SIDERAIL, LH, W/POD | 23.55
2021-03-31 | 6981106 | VERSACARE COVER, HD SIDERAIL, RH, W/POD | 22.59
2023-03-08 | 7081601 | (DO NOT USE, USE P/N LB240) LABEL, HEAD ELEVATION LH USE LB240 | 3.67
2023-03-08 | 7081602 | (DO NOT USE, USE P/N LB239) LABEL, HEAD ELEVATION RH | 3.67
2021-02-11 | 7082501 | Warning Label, Non-Scale, NA | 4.69
2019-02-04 | 11262659 | #8 Dia. 1'' L, Zinc Steel (Old #12058-00376) | 0.0993
2024-04-15 | 12501000 | Urethane Loaded-Lip Seal-Stryker | 4.58
2024-04-15 | 12501000 | Urethane Loaded-Lip Seal-Stryker Pump | 4.58
2022-06-10 | 14307302 | Procedural Stretcher Caster, B/S, Cover, Non-Esd | 101.05
2023-07-12 | 14307304 | 8 '' CASTER, SWIVEL LOCK ,COVER, NON-ESD | 164.9
2020-04-01 | 14723001 | Label, Head Angle Indiactor LH | 16.07
2021-03-03 | 14951705 | LABEL,HD SR,W/O NC/BOOST,LH,NA | 14.84
2022-01-31 | 14951801 | VERSACARE SIDERAIL HEAD LABEL W/NC,LH | 21.58
2022-01-31 | 14951802 | LABEL,HEAD SIDERAIL,W/NC, RH | 25.71
2019-07-31 | 14951804 | LABEL,HD SR,W/NC,W/O BOOST, RH | 20.37
2022-01-25 | 14966720 | VERSACARE LABEL, POD,AIR,PPM,SCL - 3Gen. | 24.7
2024-05-01 | 14966722 | VERSACARE LABEL, POD,PPM,SCL | 7.866
2021-05-19 | 15396679 | Terminal, 1mm MICRO-PACK Female | 0.0525
2019-10-16 | 16463301 | Cover, LH Side Damper | 39.23
2019-10-17 | 17091301 | Cover, Side Damper LH | 27.46
2019-10-17 | 17091302 | Cover, Side Damper RH | 22.18
2019-10-17 | 17166101 | Cover, Excel Large Damper | 27.46
2022-06-13 | 30662575 | 1/4-20 X 3/4 TORX PAN HEAD MS 18-8 T30 (RAIL MOUNT SCREWS BED BUILD) | 0.21
2020-05-13 | 39001312 | CASTER 6'' SWIVEL WITH TOTAL LOCK BRAKE/10A (CASTER ONLY) | 65.82
2021-04-29 | 110120309 | HCS 1/4-20X2-1/4 Z5 (9001836 used in BTSA5565) | 0.3133
2019-03-07 | 147228101 | LBL,CRGVR CNTR,W/NC,LH,ENGLISH | 17.73
2019-09-03 | 147228102 | LBL,CRGVR CNTR,W/NC,RH,ENGLISH | 16.93
2020-09-16 | 147340101 | Label, Caregiver Without Nurse Call, LH | 53.12
2019-06-05 | 147340102 | Label, Caregiver Without Nurse Call, RH | 24.19
2022-12-19 | 333661275 | 12 X 3/4 BUTTON 6 LOBE WITH PIN ''AB'', STAINLESS STEEL T25 DRIVE (PSYCH H/F BOARD SCREW) | 0.6413
2020-10-15 | 920314254 | 3/8-16 Flat RNut Yellow Zinc Flat close ended rivet nut (Posey beds) | 2.821
2020-09-15 | 1414311001 | Socket Head Cap Screw (SHCS) 5/16-18X1'' (POSEY) | 0.06
2020-03-12 | 1590900265 | GRIP, RH - NO IV | 18.16
2023-03-07 | 00618908 | 08014807-00618908, AS568-212 7/8'' ID X 1 11/8'' OD X 1/8'' PTFE Teflon Back Up Ring (GPS Seal Kit) | 0.58
2024-04-22 | 00634193 | Retaining Ring 5/16 RE-31 STPA (TC, AFF, VC) (12058-00587/35325) | 0.02
2020-09-01 | 0130002-5G18 | Butyl Acetate-37# White Steel Pail- 5 gallons | 92.5
2019-10-21 | 01328389 | 53130-16-100 PVC HOSE | 3.38
2020-12-29 | 01396 | Disc, Green 50 grit 2'' Rolox | 31.99
2021-05-04 | 01397 | Disc, Green 36 Grit Rol2'' | 33.74
2021-07-19 | 0143496 | 8x1.5 PPH SMS HI/LO ZINC (Advanta bumper screw 63748HR) | 0.4052
2021-08-10 | 0160955 | Wood Screw-12x3/4 BHTrxSecSMS SS | 0.4
2020-11-19 | 0181003 | 5/16-18 X 1Nylon Wing Screw (P276 & P27601) | 0.0361
2020-11-23 | 021701.6MXP | 021701.6MXP Littelfuse 1.6a 250v 5x20 cartridge (used in repair) | 0.613
2024-04-15 | 024 N49-70 | O-ring | 0.07
2020-06-29 | 0297642 | T-25 Torx Power Bit 2'' | 3.26
2022-02-28 | 031N49-70 | SQUARE RING BUNA | 0.15
2023-11-10 | 031N49-70 | SQUARE RING BUNA 1.739 ID, 0.70 CROSS SECTION | 0.15
2024-10-02 | 031N49-70 | SQUARE RING BUNA- (TRANSTAR CYLINDERS) | 0.15
2020-11-11 | 0435185 | SF-1014-8 5/16IDX7/16OD POWDER METAL BRONZE FLANGE BEARING (POSEY) | 0.7579
2019-02-18 | 05812238 | 00-051115-69043-3, SQUARE NOZZLE 45ML | 0.96
2021-05-21 | 06405 | Tape, FineLine Blue 1/4''X36yd | 7.08
2021-06-30 | 06541 | Tape, Mask 2727 3/4 | 3.25
2023-03-13 | 06543 | Tape, Masking 2'' (27272) | 12.4
2020-09-04 | 07046 | Cartridge, Resp. 2pk | 11.89
2020-03-23 | 07048 | Respirator, Particul N95 | 21.5
2019-01-02 | 0711216 | 3/8 Nylon Clamp | 0.07
2020-11-24 | 07185 | Respirator Grind/Sanding (box of 10) | 21.5
2023-11-30 | 07193 | 3M Large Respirator | 30.87
2022-01-03 | 07194 | Filter, Half Face P95 | 21.93
2019-11-01 | 07238269 | 3M DP8005 45ML OFF WHITE | 34.92
2020-05-18 | 07238269 | 3M DP8005 45ML OFF WHITE ADHESIVE | 37.37
2019-06-10 | 07238269 | 99349, DP8005, SCOTCH-WELD 45ML OFF WHITE | 34.92
2021-01-20 | 07445 | Pad, White Scotch-Brite | 19.77
2023-07-17 | 07447 | Red Scotch-Brite Pad | 24.52
2023-03-13 | 07480 | Red Scotch Rolox 2'' | 32.77
2022-04-28 | 07480 | Red Scotch Rolox 2'' (box of 25) | 31.82
2024-09-03 | 0785-110-320 | PRIME 30'' FOOTEND WELDMENT- BENGAL WHITE | 7.14
2024-05-04 | 1+1 CAVITY MOLD | 1+1 Cavity Mold to make 6'' Hub and Tire P-20 Steel, Edge Gated, #3 Polish | 49500
2021-03-05 | 100 SF COPPER/NICKEL | Copper/Nickel special blend for Bed Techs Inc | 500
2024-09-03 | 1008-015-018 | PRIME CALF SUPPORT RIGHT-WHITE | 6.22
2024-09-03 | 1008-115-323 | PRIME 30'' FOOT SECTION-BENGAL WHITE | 34.67
2024-07-24 | 10-100KS | Washed White Knit Sheet Rags (50lb box) | 105.92
2022-10-11 | 10-100KS | Washed White Knit Sheet Rags (50lb box) 166564 | 105.92
2021-02-08 | 1010251755Z | Hex Cap Screw-1/4-20X1-3/4 Grade 5 Zinc (used in BTSA5565) | 0.08
2024-08-12 | 10118 00987 | Stryker White Spray Paint-Satin (F75KNW38963-794311) | 10.56
2024-05-02 | 10118 00988 | Stryker S3 Gloss White Spray Paint | 10.56
2021-07-27 | 1017Q | CD40106BCM/ CD40106BM96, SOIC CMOS HEX SCHMITT TRIGGER | 0.145
2024-01-25 | 10190-38 | TC Valve Solenoid 4W-3P | 50.67
2024-01-25 | 10194-66 | TC Valve Solenoid 2W-2P | 15.67
2021-04-23 | 1027Q | 292-10K-RC RES. 10.0K 1% 0805 XICON | 0.002
2022-06-20 | 1027Q | 292-10K-RC RESISTOR 10.0K 1% 0805 XICON | 0.002
2019-02-04 | 1027Q | RES 10.0K 1% 0805 RK73H2ATTD1002F | 0.0041
2021-07-27 | 1028Q | Resistor 100K 1% CRCW0805100KFKEAC | 0.00358
2022-06-20 | 1028Q | RESISTOR 100K 1% CRCW0805100KJNEAC VISHAY | 0.005
2020-04-03 | 1095AF-02 | Dispenser Solution (Instapak) 1 gallon | 27.5
2019-10-10 | 10N62TXFZ/HI-LOW | 10-16 x 5/8 Phil Flat H-Low Zinc Screw (Impreg End Cane Screw) | 0.0351
2024-03-26 | 110 N49-70 | O-RING for Stryker Hydraulic Pump | 0.12
2024-09-03 | 1105-008-310 | PRIME 30'' FRAMETIE-BENGAL WHITE | 6.01
2024-09-03 | 1105-010-315 | PRIME 30'' HEAD END WELDMENT-BENGAL WHITE | 5.17
2024-09-18 | 1105-011-011 | SIDERAIL TUBE WELDMENT LEFT-BENGAL WHITE | 40.5
2024-09-18 | 1105-011-012 | SIDERAIL TUBE WELDMENT RIGHT- BENGAL WHITE | 40.5
2024-09-03 | 1105-012-305 | PRIME 30'' FOWLER WELDMENT- BENGAL WHITE | 22.02
2024-09-03 | 1105-013-310 | PRIME 30'' SEAT SECTION-BENGAL WHITE | 17.03
2024-09-03 | 1105-014-117 | PRIME SEAT SUPPORT LEFT-BENGAL WHITE | 2.21
2024-09-03 | 1105-014-119 | PRIME SEAT SUPPORT RIGHT-BENGAL WHITE | 2.21
2024-09-03 | 1105-014-310 | PRIME 30'' THIGH SECTION- BENGAL WHITE | 9.14
2024-09-03 | 1105-015-016 | PRIME CALF SUPPORT LEFT-BENGAL WHITE | 6.22
2024-09-03 | 1105-030-021 | PRIME OXYGEN RECEPTACLE CLAMP- BENGAL WHITE | 1.31
2024-09-03 | 1105-045-311 | PRIME 30'' SLIDER BOARD TRAY-BENGAL WHITE | 16.14
2024-09-03 | 1105-130-308 | PRIME OXYGEN BRACKET-BENGAL WHITE | 5.14
2019-11-22 | 11-50-N-1000 | 11'' Natural Cable Tie, 50lb Break Strength (1000pcs) | 40.5
2019-03-11 | 118N49-70 | (PLEASE PROVIDE DESCRIPTION) | 0.06
2024-04-15 | 118N49-70 | O-RING 0.862 ID, 0.675 CROSS SECTION | 0.675
2019-12-17 | 12058-00587 | RE-31 5/16'' EXTERNAL E STYLE RETAINING RING (TC,VC,AFF) (12058-00587) | 0.021
2019-01-21 | 12502-51 | Box 4X4X8 | 0.735
2020-01-28 | 127-6060L | Nitri-Stealth L Glove Black Case (10 BOXES OF 100) | 65
2020-05-12 | 127-6060M | Nitri-Stealth Medium Glove Black Case (10 BOXES OF 100) | 65
2020-05-12 | 127-6060XL | Nitri-Stealth XL Glove Black Case(10 BOXES OF 100) | 65
2020-11-18 | 12POSTRANSITION | 12 pos transition connectorAMP PN 1-292254-2 | 1.49
2022-10-06 | 12X10X10 | 12 1/4 x9 1/4 x10 Box | 0.68
2020-09-04 | 12X10X10 | 12x10x10 Box | 0.8
2023-10-16 | 12X10X6BOX | Box, 12x10x6 (102053) | 0.83
2023-04-04 | 12X12X10BOX | Box, 12x12x10 (102060) | 0.99
2020-06-25 | 13016-2 | EO776 I.V.Pole,Dlx.2 Hook,5 leg,2/cs | 25
2023-01-31 | 14073-51 | Motor Box 15X13X9 (1304) | 1.18
2024-04-15 | 143 N49-70 | O-ring Kit | 0.25
2019-07-24 | 1434-16 | Hammond Enclosure/bottom plate for 10x6 | 8.63
2024-06-19 | 143573S | Coverlet, V Cut Foot Assembly, Sto N Go | 734.36
2019-07-24 | 1444-16 | Hammond Enclosure/aluminum/no hardware10x6x2 | 16.09
2019-07-24 | 1444-84515 | Hammond Enclosure/aluminum/no hardware8x4.5x1.5 | 14.2
2023-01-31 | 155065S | Heelcup Kit (includes 1 heel cup/screw) | 156.72
2019-04-23 | 155795 2 | Scan Service to Create Gerber File4 layer, 2 mask, 1 silk, 1 drill | 339
2022-06-20 | 1686Q | RES 100ohm 5% 2010 CMP2010-FX-1000ELF | 0.112
2024-03-28 | 16''X16''X16''DWBOX | Double Wall Box (Hydraulic Units) | 4.45
2024-08-08 | 16''X16''X16''DWBOX | Double Wall Box (Hydraulic Units)- 102245 | 3.79
2019-04-16 | 173-0002-E | KOBI-CONN International AC Power Cord 173-0002-E | 10.88
2023-08-02 | 1807Q | CAPACITOR 100PF 50V CERAMIC 0805 C0805C101K5RAC KEMET | 0.033
2019-02-04 | 185F10 | HAMMOND TRANSFORMER 130VA LAMINATED, CHASSIS MOUNT | 38.88
2021-05-28 | 1879Q | MMBT4403 TRANS PNP 40V 600MA SMT SOT-23 FAIRCHILD | 0.023
2020-04-07 | 1880Q | NRC12J104TRF OR 263-100KRESISTOR 100K 5% REEL SMT SIZE 1206MERITEK CR08104J | 0.00622
2022-05-27 | 1881Q | CRCW120610K0FKEA RES 10K 5% 1206 DALE or AC1206FR-0710KL | 0.00684
2019-11-14 | 18X14X12BOX | Box, 18X14X12 | 1.31
2019-09-16 | 1978Q | XICON 292-1.5K OR CRCW-0005-1501-1RESISTOR 1.5K 1/10W 1% 0805 | 0.0029
2021-07-06 | 199-4 | M12 DIN 902lB Washer Steel Zinc (Posey) | 0.15
2019-12-19 | 2-00030 | Trinco Weighted Dust Bag for BP Collector | 14
2023-06-26 | 2-00044 | Trinco Side Door Gasket 1'' x 1/2'' (per foot) | 1.25
2024-07-16 | 2-00072 | Trinco Nozzle, Carbide 3/4 OD X 7/16 ID for 45 CFM Gun | 24
2019-12-19 | 2-00083 | Trinco Motor & Turbine Assy for BP Dust Collector | 80
2023-01-12 | 2-00090 | Trinco Siphon Tube Assy Metal | 20
2019-12-19 | 2-00127 | Trinco Side Door Handle | 11.75
2023-06-26 | 2-00128 | Trinco Side Door Latch | 3.95
2023-01-12 | 2-00132 | Trinco gun air jet | 15
2024-07-16 | 2-00135 | Trinco Gun, Includes Air Jet | 45
2020-11-06 | 2-02025 | Sandblaster gloves | 40
2021-07-27 | 2021Q | Cap 0.1UF 50V 0805 C0805C104M5RACTU | 0.0074
2019-12-18 | 2021Q | CAPACITOR 0.1UF CERAMIC 50V 0805 C0805C104M5RAC | 0.00796
2024-02-26 | 2021Q | CAPACITOR 0.1UF CERAMIC 50V 0805 C0805C104M5RACTU | 0.008
2022-06-20 | 2038Q | ERJ-6GEYJ122VRES 1.2K 0805 | 0.008
2022-11-04 | 2038Q | RK73B2ATTD122JRESISTOR 1.2K 0805 | 0.00399
2019-06-06 | 2038Q | RK73B2ATTD122JRESISTOR 1.2K OHM 0805 | 0.0036
2019-03-11 | 212B/U28774 | SPLIT TEFLON BACK-UP RING | 0.43
2019-12-04 | 2-1567095-0 | 16mm Peel Roller | 20.3
2020-11-16 | 2-1567095-1 | 24mm Peel Roller for Quad Machine | 28
2019-06-14 | 215-U | DeStaCo 215-U Horizontal Handle Hold Down Action Clamp w/U-shaped bar | 15.81
2022-06-20 | 2177Q | C0805C473K5RACTU CAP .047UF 50V 10% 0805 KEMET | 0.054
2019-03-26 | 2196Q | CRCW20101K00JNTF RESISTOR 1K 1/2W 5% DALE | 0.0279
2022-11-22 | 21X10X10BOX | Box, 21X10X10 | 1.72
2023-08-28 | 2288Q | CRCW120610R0JNEAC Res. 10ohm 5% 1206 | 0.00482
2022-01-07 | 23015T66 | Leg Leveling Mount 3-1/2 X 3/8-16 (4 PACK) (POSEY LEGS) | 7.5
2022-05-23 | 2324A | Purchased Labor for teh 2324 SleeveCan be external or internal to Bed TechsTap and Drill | 13.6
2023-01-27 | 2324A | Purchased Labor for the 2324 SleeveCan be external or internal to Bed Techs | 31.1
2022-09-29 | 2-385-100-P | 3/8" White Hole Cover Widget. Polypropylene. (FOR 835 Boards) | 0.05
2022-02-09 | 24-175-N-50 | 24'' Natural Cable Tie, 175lb Break Strength (50pcs) | 10.85
2024-06-21 | 2440KP | 24'' 40# Kraft Paper | 31.57
2024-09-30 | 2475Q | CRCW08051K00JNEA RESISTOR 1K 5% 0805 | 0.003
2021-01-18 | 2475Q | CRCW08051K00JNEARESISTOR 1K 5% REEL 0805 | 0.005
2019-07-23 | 2475Q | RK73B2ATTD102J RESISTOR 1K 5% 0805 | 0.00353
2021-07-13 | 2476Q | CRCW08054K70FKEARESISTOR 4.7K 5% 0805DALE | 0.009
2019-01-10 | 2476Q | RC0805FR-074K7LRESISTOR 4.7K 5% 0805YAGEO | 0.005
2022-11-04 | 2476Q | RC0805FR074K7LRESISTOR 4.7K 5% 0805 | 0.00329
2021-06-25 | 2477Q | RM73B2A103 OR P10KACT, RESISTOR 10K 5% 0805, KOA | 0.003
2019-10-02 | 25C175HCS5Z | 1/4-20 X 1 3/4 HEX CAP SCREW GR 5 ZINC | 0.0665
2020-04-28 | 25C75MXPZ | 1/4-20 x 3/4 Phil Pan Machine Screw Zinc (1129174) | 0.0415
2020-04-28 | 25CN2WZ | 1/4-20 Centerlock Nut Steel Zinc (1137210) | 0.0265
2020-04-28 | 25NWUSZ | 1/4 USS Flat Steel Washer Zinc (1133004) | 0.01
2024-04-22 | 26501-LED-8D | 26501-LED-8D AVEN PROVIEW LED MAGNIFYING LAMP | 117.95
2022-05-23 | 2679Q | BAT74,215, DIODE DUAL SCHOTTKY SMT SOT-143, NXP SEMI | 0.069
2019-05-23 | 2679Q | BAT74,215, DIODE DUAL SCHOTTKY SURFACE MOUNT SOT-143, NXP SEMI | 0.061
2020-06-15 | 2682Q | C0805C220J1GACTU, CAPACITOR 22 PF 100V 0805, KEMET | 0.01113
2021-05-17 | 2685Q | T491C226K016AT CAP 22UF 16V TANT SIZE C, KEMET | 0.157
2019-02-12 | 2685Q | T491C226K016ATCAPACITOR 22UF 16V TANTALUM REEL SMT CASE SIZE C, PANASONIC | 0.152
2022-06-15 | 2685Q | TAJC226K016RNJ CAP 22UF 16V TANT SIZE C, PANASONIC | 0.10248
2020-04-20 | 2685Q | TCKID226CT-LF P11317CT CAP 22UF 16V TANT SIZE C, PANASONIC | 0.108
2019-09-16 | 2685Q | TCKID226CT-LFP11317CT-NDCAPACITOR 22UF 16V TANTALUM REEL SMT CASE SIZE C, PANASONIC | 0.108
2024-02-21 | 27065FOAM | EACH PIECE=(PROFILE CUT)4''O.D. (WITH A 1.25X1.25 CUT OUT)X38'' LONG(38XCOMPUTER PATTERN)27065CFR(10pcs/kit) | 9.4299
2020-04-09 | 2741Q | T491C106K025AT KEMETCAPACITOR 10UF 25V TANTALUM SMT | 0.183
2022-05-23 | 2762Q | ERJ-8GEYJ271V RESISTOR 270 OHM 5% 1206 PANASONIC | 0.015
2023-08-28 | 2762Q | RC1206JR-07270RL Res. 270ohm 5% 1206 | 0.00359
2020-04-07 | 2884Q | 822516-1SOCKET 44 PIN SURFACE MOUNTAMP/TYCOPURCHASE ON STICK OR REEL ONLY | 1.02
2024-03-27 | 29123 (IM) |  | 0.58975
2022-06-20 | 2912Q | Res. 47ohm 1/8w 5% 0805 AC0805JR-0747RL | 0.00356
2024-09-05 | 3/16ASTROCP12 | 3/16'' Bubble X 750' per roll 48'' wide slit to 2 rolls 24'' wide perfed 12'' | 132.25
2021-03-03 | 3006-400-127 | Secure 3 HEAD END SIDERAIL COVER, LEFT | 33.9
2021-03-03 | 3006-400-227 | Secure 3 HEAD END SIDERAIL COVER, RIGHT | 33.9
2030-04-24 | 30-15495 | Quad-Blue 8mm Urethane Feeder Roller | 12
2021-07-13 | 304204251Z | 4-40 X 1/4 Phil Flat HD M/S ST ZP (29371 COMM BOX COVER SCREW) | 0.012
2020-11-24 | 3053Q | RK73H1JTTD2740FRESISTOR 274 OHM 1% SURFACE MOUNT SIZE 0603SPEERSQUAD MACHINE ONLY REEL ONLY | 0.0025
2019-06-19 | 3058Q | RK73H1JTTD1212FRESISTOR 12.1K 1% 0603 | 0.0027
2022-08-30 | 3062061501Z | #6-32 X 1 1/2'' (FT) Machine Screw Pan Head Phillips Zinc ZR+3 (Transtar Brake Pedals) | 0.2748
2020-07-21 | 306208251Z | 8-32 x 1/4 Zinc Steel Pan Head Phillips (Transfer Master Screws-4629) | 0.0185
2022-09-29 | 306225751Z | 1/4-20 X 3/4 P PAN HD MS ST ZC (1129174) ( 835/HYBRID H/F SCREWS) | 0.12
2020-01-29 | 3062Q | RK73H1JTTDD2211F RESISTOR 2.21K 1% 0603 SPEERS | 0.00184
2024-09-30 | 3073Q | RK73B2ATTD151J Resistor 150ohm 5% 0805 | 0.005
2022-11-04 | 3073Q | RK73B2ATTD151JRESISTOR 150 OHM 5% 0805 | 0.00395
2022-06-20 | 3073Q | RK73B2ATTD151JRESISTOR 150 OHM 5% REEL SMT SIZE 0805 | 0.00378
2022-10-19 | 308211501Z | 10-32 x 1/2 P TRUSS HEAD MS STEEL ZINCE (FAST# 29050, HR#34606) ADVANCE HR BOTTOM | 0.08
2023-10-31 | 31626371Z | 6 X 3/8 P PAN HD SMS A ST ZC (835 H/F BOARDS 1131222 FAST) | 0.021
2021-07-13 | 31628501Z | 8-15 x 1/2 P Pan HD SMS A ST Zinc (1131290 TOP CANE SCREW) | 0.032
2020-11-04 | 3172Q | CRCW080527K0JNEA RESISTOR 27K 5% 0805 PANASONIC | 0.00427
2022-11-04 | 3172Q | RC0805JR0727KL RESISTOR 27K 5% 0805 | 0.00281
2022-06-20 | 3248Q | CR1206-FX-2432ELF RESISTOR 24.3K 1% 1206 YAGEO | 0.005
2021-05-17 | 3304Q | AT89C51CC01CA-SLSUM IC MICRO 256K MEM CAN 44 PLCC BLANK ATMEL | 5.78
2022-11-04 | 3308Q | Capacitor 0.001uf 0805 KEMET C0805C102M5RACTU | 0.0183
2022-05-27 | 3308Q | Capacitor 0.001UF 0805 KEMET C0805C102M5RACTU | 0.0171
2020-04-20 | 3309Q | VJ1812Y474MXAAT, CAP CERAMIC .47UF 50V 20% X7R 1812, VISHAY/VITRAMON | 0.327
2021-05-17 | 3314Q | SMBJ5.0A DIODE TRANSORB 5.0V LITTELFUSE | 0.06
2019-02-12 | 3314Q | SMBJ5.0A DIODE TRANSORB 5.0V SM-B ON SEMI 1SMB5.0AT3G | 0.068
2020-08-25 | 3316Q | LI1206H151R-10 Ferrite Choke LAIRD | 0.049
2022-06-15 | 3317Q | ACML0805102T FERRITE CHOKE 0805 ABRACON | 0.019
2020-01-21 | 3317Q | BLM21AH102SH1DFERRITE CHOKE 0805 REEL SMTMURATA | 0.06624
2022-05-23 | 3317Q | BLM21AH102SN1D FERRITE CHOKE 0805 MURATA | 0.019
2022-01-28 | 3317Q | BLM21Ah102SN1D OR MLF2012C101KFERRITE CHOKE 0805 REEL SMTMURATA | 0.026
2020-07-22 | 3326Q | RESISTOR 0 OHM 0805CRCW08050000Z0EA | 0.00425
2019-12-18 | 3330Q | RK73H1JTTD1001FRESISTOR 1K 5% SURFACE MOUNT SIZE 0603SPEERS QUAD MACHINE ONLYPURCHASE REEL ONLY | 0.00212
2021-08-11 | 33358-01 | ADVANTA PLUG | 1.32
2020-01-29 | 3339Q | VLMC3100 LED GREEN MTURFACE MOUNT VISHAY | 0.09
2022-11-04 | 3339Q | VLMC3100-GS08 LED GREEN SMT VISHAY | 0.093
2021-07-22 | 3340Q | VLMT3100-GS08 LED RED SMT VISHAY | 0.079
2020-08-03 | 3340Q | VLMT3100=GS08LED RED SURFACE MOUNTVISHAYQUAD MACHINE ONLYPURCHASE REEL ONLY | 0.079
2019-05-29 | 3343Q | ADM1232ARNZ IC SUPERVISORY CKT OPEN DRAIN 8-SOIC PKG ANALOG DEVICE | 1.2741
2023-06-05 | 3347Q | LM324AM/NOPB IC QUAD OP-AMP 14-SOIC NATIONAL | 0.79
2020-10-08 | 3347Q | LM324AMX/NOPBIC QUAD OP-AMP 14-SOICNATIONAL | 0.41
2022-03-07 | 3352Q | SN74HC14DRIC HEX SCHMIDT INVERTORTEXAS INSTRUMENTQUAD MACHINE ONLYPURCHASE REEL ONLY | 0.32012
2021-08-25 | 3356Q | ABM7-20-D2Y-T CRYSTAL 20 MHZ REEL SMT ABRACON CORP. | 0.449
2020-09-29 | 3356Q | FE200-20 OR 815-ABM7-20-D2Y-T CRYSTAL 20 MHZ REEL SMT FOX | 0.37
2019-02-19 | 3379Q | SI4435DY P CHAN MOSFET 30V 8AMP SOIC-8 FAIRCHILD | 0.477
2023-04-30 | 3383Q | SN74HC165DR IC SHIFT REG HC165 SOIC16 TEXAS INSTRUMENT | 0.143
2019-05-23 | 3384Q | SN74HC595DR IC FLIP FLOP HC595 SOIC16 TEXAS INSTRUMENT | 0.163
2021-02-23 | 3385Q | DS1233Z-10+, IC ECON RESET 5V 10% REEL SMT SOT223-4, DALLAS | 1.13
2020-04-07 | 3387Q | MC14489BDWE IC LED DRIVER FREESCALE | 3.4242
2020-04-29 | 3390Q | LM2940CSX-5.0/NOPB IC +5V REG TO-63 TI | 0.58
2022-08-03 | 34262101251Z | 10-16 x 1 1/4 Phil Pan Head Tek Type Steel Zinc- (GPS Rail Screws 143542) | 0.14
2022-01-28 | 3633901PL | Tube End Extension P276 | 5
2020-12-09 | 3633901PL | Tube End Extension P276 (ZINC PLATE) | 0.877
2022-02-17 | 3633901PL | Tube End Extension P276 (ZINC PLATED) | 0.877
2020-11-10 | 366206621Z | 6-32 x 5/8 Phil Pan Head Type ''F'' T/C (1709) | 0.0788
2020-09-15 | 366206621Z | 6-32 x 5/8 Phil Pan Head Type ''F'' T/C (1709) (Pods) | 0.0788
2019-07-01 | 3677-6 | VECTOR BREADBOARD 8.08x4.50x.062042''hole | 22.04
2020-05-19 | 36X18X12BOX | Head/Footboard Box 36''X18''X12'' | 3.78
2019-07-23 | 36X18X12ECT44C | Head/Footboard 36''X18''X12'' Heavy Duty 275lb Box | 3.78
2021-05-17 | 3725Q | C0805C103M5RAC CAP .01UF 50V 20% 0805 KEMET | 0.01361
2019-10-31 | 37C300N137LEGLEVERZINC | 3/8-16 X 3'' Thread Leg Level Zinc, 1-3/8 Base Rubber Foot (POSEY) | 1.2
2019-05-08 | 38001-0213 | Molex Terminal Block Screws 8-32x.250 | 0.282
2020-06-22 | 38X22X34 BOX | 38 x 22 x 34 RSC ECT 44 C Plain | 5
2021-09-23 | 3992-PG | Terminal Block Screws 8-32x250 38001-0213 Molex | 0.362
2020-10-13 | 4026Q | CRCW1206J100JNEA or EQUIVALENTRESISTOR 100 OHM 5% 1206 | 0.0052
2019-08-16 | 4026Q | CRCW1206J100JNEB OR CR0810JRESISTOR 100 OHM 5% 1206DALE | 0.00509
2023-08-02 | 4026Q | RK73H2BTTD1000F RESISTOR 100 OHM 5% 1206 | 0.006
2022-06-15 | 4103Q | LI1206H151R-10 FERRITE CHIP BEAD 1206 STEWARD | 0.095
2020-11-04 | 4119Q | RK73H1JTTD1002F RESISTOR 10K 1% 0603 KOA/SPEERS | 0.003
2022-06-23 | 4123Q | RES,47.5K 1% 0603 RK73H1JTTD4752F KOA/SPEERS | 0.00319
2019-04-23 | 4124Q | CRCW0603100RFKEA RES 100 ohm 1% 0603 | 0.0035
2019-12-18 | 4126Q | RK73H1JTTD2700FRESISTOR 270 OHM 1% SURFACE MOUNT SIZE 0603KOA/SPEERSPURCHASE REEL ONLY | 0.00212
2022-09-21 | 4-1567056-3 | 8mm blue rollers for Quad | 13.5
2019-12-04 | 4-1567056-3 | 8mm Peel Roller .737 dia | 13.5
2019-02-04 | 4170Q | DIODE INC. MMBZ5232B ZENER 5.6V SOT23-3 | 0.03864
2024-04-22 | 4170Q | DIODE INC. MMBZ5232BLT1G ZENER 5.6V SOT23-3 | 0.024
2022-06-20 | 4182Q | 08055C474KAT2A CAP 0.47UF 50V 0805 AVX | 0.048
2019-06-19 | 4182Q | C0805C474K5R CAP 0.47UF 50V 0805 KEMET | 0.0518
2021-12-17 | 4-18-N-1000 | 4'' Natural Cable Tie, 18lb Break Strength (1000pcs) | 10.5
2021-01-27 | 41X17X15 | Box, 41''X17''X15'' ECT 32C, RSC | 5.86
2019-02-08 | 4237Q | C0805C331J5GAC CAP 330PF 50V 0805 KEMET | 0.008
2023-10-27 | 42703PAINT | Oxygen Tank Holder (Painted Green) | 9.75
2020-11-05 | 4305Q | SN75176BDRIC RS485 TRANSCEIVERTEXAS INSTRUMENTS | 1.41
2022-06-20 | 4310Q | RESISTOR 18K 5% 0805 CR0805JW-183ELF | 0.004
2024-08-21 | 43949DR | Detent Rod | 10
2022-06-20 | 4404Q | CR1206JW-683ELFRESISTOR 68K OHM 5% 1206 | 0.005
2022-08-15 | 4410S | 1-1735446-2 CT CONN 12 POS VERT BOX-LOCKING | 0.354
2024-09-09 | 4414Q | CRCW08050000Z0EA RES. 0 OHM 1/8W 5% 0805 | 0.005
2024-04-22 | 4414Q | CRCW08050000Z0EAC RES. 0 OHM 1/8W 5% 0805 | 0.005
2023-06-05 | 4414Q | ERJ- 6GEY0R00V RES. 0 OHM 1/8W 5% 0805 | 0.00396
2024-02-02 | 4415-F12340 12MM | 4415-f12340 12mm tactile metal dome Snaptron | 655
2020-07-24 | 4417-LED | LTL-4256N Lite-On Yellow Clear 3mm LED | 0.071
2020-08-05 | 4417-LED | WP710A10SYC 3mm Yellow Waterclear LED for Lumitex Optic Lights | 0.09
2020-07-24 | 4417-LED | WP710A10SYC Kingbright 3mm Yellow LED | 0.127
2023-02-06 | 4503Q | 1SMB10AT3G DIODE TRANSORB 1A 300 REEL SMT ON SEMI | 0.078
2019-08-06 | 4503Q | 1SMB10AT3GDIODE TRANSORB 1A 300 REEL SMTON SEMI | 0.072
2020-12-23 | 4541Q | 604-APT3216SYCYELLOW WATER CLEAR LED SURFACE MOUNTQuad Machine OnlyPurchase REEL ONLY | 0.056
2019-12-03 | 455-3711-ND | JST JUMPER 05SR-3S-05SR-3S 12'' | 1.79
2022-06-20 | 4558Q | CRCW08052K20JNEAC RESISTOR 2.2K 5% 0805 | 0.00528
2021-04-23 | 4558Q | RK73H2ATTDD2201J RES. 2.2K 5% 0805 | 0.004
2020-09-23 | 4559Q | M74HC125RM13TRIC CMOS TRI-STATE HEX INVERTER BUFFER REEL SMTST | 0.13
2022-01-28 | 4560Q | SN74HC14DR IC HEX SCHMITT TRGR SMT 14-SOIC NXP SEMI | 0.091
2021-03-31 | 4591/SUB | RELAY, PANASONIC, ALQ112 | 1.87
2021-03-31 | 4671/SUB | RELAY, PANASONIC, ALQ105 | 1.38
2020-09-29 | 4697Q | RK73H1JTTD10R0F RESISTOR 10 OHM 1% 0603 KOA | 0.00242
2019-04-23 | 4722Q | C0805C224K5RACTU CAP .22UF 50V 0805 | 0.021
2019-02-04 | 4763Q | RES 15K 1/16W 0603 RK73B1JTTD153J | 0.0024
2022-06-15 | 4883Q | LM317D2TG ON-SEMI | 0.515
2019-03-05 | 4933Q | RESISTOR 220K 1% 0805 RK73B2ATTD224J | 0.0034
2022-06-20 | 4935Q | CRCW080527R0JNEA, RES 27 OHM 5% 0805 | 0.0123
2020-07-22 | 4935Q | CRCW080527R0JNEA, RES 27 OHM 5% SMD 0805,DALE/VISHAY | 0.00427
2019-03-25 | 5027FH-Y | 2''x 27' Long Wide Handle Ratchet Strap w flat hooks yellow 12K web | 13.95
2019-03-25 | 5027WH-Y | 2''x 27' Long Wide Handle Ratchet Strap w wire hooks yellow 12K web | 13.95
2021-03-29 | 5027WH-Y | 2''x27' Long Wide Handle Ratchet Strap w/ wire hooks yellow 12k web | 15.51
2019-02-04 | 5112Q | RES 270K 5% 1206 CRCW1206270KJNEA | 0.0062
2019-06-19 | 5118Q | RK73B2BTTD563JRESISTOR 56K 5%1206PANASONIC | 0.0058
2019-07-08 | 5167Q | MMBZ5228B, DIODE ZENER 3.9V SMT SOT23 ''8C'', FAIRCHILDQUAD PART REEL ONLY | 0.024
2021-07-09 | 5167Q | MMBZ5228BLT1G, DIODE ZENER 3.9V SMT SOT23 ''8C'', FAIRCHILD | 0.027
2021-04-06 | 5170Q | MMBZ5245B-E3-08, DIODE ZENER 15V 350MW SMT SOT23 ''8V'', FAIRCHILD | 0.028
2021-04-06 | 5183Q | MMBT3906LT3G, PNP GP SOT23 ''2A'', SEMI | 0.018
2021-03-31 | 5194/SUB | RELAY, PANASONIC, ALQ305 | 0.8888
2020-10-21 | 5197Q | B270-13-FDIODE 2A 70V SCHOTTKY SURFACE MOUNT SIZE SMBDIODES INC.tape and reel only QUAD | 0.13181
2020-08-25 | 5201Q | CRCW06032K00FKEA RESISTOR 2.0K 1% .1W 0603 DALE | 0.00255
2023-10-09 | 5214-BLACK | 60-1200-16, MOM PB BLACK.110 FASTON, SUZO-HAPP | 2.91
2020-04-07 | 5250Q | MMBT2222A-LT1BJT NPN GP SOT-23INFINION TECHQUAD PART ONLY PURCHASE ON REEL | 0.021
2021-05-17 | 5252Q | BZG04-10TR, TVS DIODE 10 VOLT 300 WATT DO-241AC, VISHAY | 0.225
2021-06-29 | 5252Q | BZG04-12-M3-08, TVS DIODE 12 VOLT 300 WATT DO-241AC, VISHAY | 0.1476
2022-06-16 | 5287Q | RK73B2ETTE4R7J, RES 4.7 OHM 1/2W 5% 1210 | 0.0044
2021-03-29 | 5316SEF-GRY | 2''X16' E-Track Ratchet Strap Grey | 9.4
2020-07-27 | 534-3122 | 3122-Keystone #6 .032 thickness Nylon Flat Washer | 0.029
2020-08-25 | 5429P | 794228-1, PINS FOR CONN PLUG 2 POS, TYCO/AMP | 0.064
2021-05-18 | 54-6122 | Sideport Assembly | 32.5
2021-05-18 | 54-6130-K | Fluid Needle Packing Kit | 19.5
2021-05-18 | 54-6131-K | Spindle Seal & Spring Kit | 23.5
2020-03-05 | 546-1598D-BK | 1598D-BK Hammond Enclosure FR ABSw/alum ends7.1x8.11x2.52 | 16.07
2019-02-19 | 546-BC2DA | BC2DA HAMMOND POWER TRANSFORMER 120V 1.2A 12VA | 15.52
2020-08-25 | 5506Q | CRCW1206200RFKEA RES, 200ohm 1% | 0.00781
2019-07-08 | 5541Q | Res 2.7K 1% 0805 Panasonic ERJ-6ENF2701V | 0.004
2020-11-13 | 5548Q | Analog to Digital Converter IC Texas Instruments (Burr Brown) ADS1241E | 8.25
2020-04-07 | 5548Q | Analog to Digital Converter IC Texas Instruments (Burr Brown)ADS1241EQuad Part Only - Purchase on Reel | 7.03
2022-06-20 | 5556Q | Capacitor, 1uF 25v 10%, X7R, CC1206KKX7R8BB105 Yageo | 0.0308
2022-06-20 | 5577Q | RES 47K 5% 0805 RC0805JR-0747KL | 0.00265
2021-04-06 | 5577Q | RES 47K 5% 1/8w 0805 CRCW080547K0JNEA | 0.004
2022-06-20 | 5581Q | RES 33.2K 1% 1/8w 0805 VISHAY/DALECRCW080533K2FKEAC | 0.008
2022-06-20 | 5591Q | RES 150K 0805 CR0805JW-154ELF | 0.005
2020-03-05 | 571-1-175161-1 | 1-175161-1 TE Conn HSG Rec Crimp Comb. Cut | 0.977
2020-03-05 | 571-1-179228-4 | 1-179228-4 TE Conn Rcpt. 14 pos. crimp 2mm | 0.79
2020-03-05 | 571-179228-6 | 179228-6 TE Conn Rcpt.6 pos.crimp 2mm | 0.31
2020-10-08 | 5729Q | Diode, schottky, SMD package 40 volt 1 amp SMA (DO-214AC) SS16 | 0.0527
2019-11-21 | 5729Q | Diode, schottky, SMD package 40 volt 1 amp SMA (DO-214AC)FAIRCHILD PART NUMBER SS16QUAD MACHINE ONLY | 0.034
2023-09-15 | 5729Q | SS16 Diode, Schottky, SMD 40 volt 1 amp SMA (DO-214AC) FAIRCHILD SS16 | 0.056
2023-06-05 | 5733Q | Diode, rectifier, fast recovery, BYG21K-E3/TR | 0.1
2023-10-03 | 5733Q | Diode, rectifier, fast recovery, DL-35 packagePart Number BYD37QUAD PART ONLY | 0.107
2022-06-20 | 5736Q | Transistor, PNP, SMD, SOT-23 BC856B,215 | 0.0202
2020-01-29 | 5737Q | Transistor, Power, PNP, SMD, SOT-89 BCX53-16 | 0.059
2023-05-31 | 5738Q | HUF76419S3ST Mosfet Transistor, N Channel, Power, TO-263 | 0.67
2023-10-23 | 5738Q | HUF76419S3ST-F085 Mosfet Transistor, N Channel, Power, TO-263 | 0.6844
2019-06-06 | 5740Q | Transistor, Internal bias, NPN, SMD, SOT-23PART NUMBER PDTC124ETQUAD PART REEL ONLY | 0.028
2022-06-20 | 5741Q | Transistor, PNP, SMD SOT-23 PDTA114ET,215 | 0.0152
2020-11-17 | 5741Q | Transistor, internal bias, PNP, SMD, SOT-23 PDTA114ET | 0.01269
2022-06-15 | 5742Q | Transistor, Internal Bias,NPN, SMD, SOT-23 PDTC144WT | 0.066
2022-06-20 | 5742Q | Transistor, NPN, SOT-23 PDTC144WT,215 | 0.03
2022-06-20 | 5744Q | Resistor, 1.27K, 0805 CRCW08051K27FKEA | 0.00722
2022-06-20 | 5745Q | Resistor, 11K, 0805 CRCW080511K0FKEAC | 0.00497
2022-06-20 | 5746Q | RES 390K 0805 CRCW0805390KFKEA | 0.008
2022-06-20 | 5747Q | RES 6.2k 0805 CR0805FX-6201ELF | 0.003
2021-03-23 | 5748Q | IC, Microchip, 80 Pins, SMD, PIC18LF8722 I/PT | 11.7
2020-11-30 | 5748Q | IC, Microchip, 80 PINS, SMD, QFP PIC18LF8722I/PT Programmed on board | 10.61
2022-01-23 | 5748Q | IC, Microchip, PIC18LF8722I/PT 80pin Programmed on board | 14.9
2023-10-03 | 5748Q | IC, MICROPROCESSOR, BLANK, MICROCHIP, 80 PINS, PIC18LF8722T-IPT | 11.96
2023-10-03 | 5748Q | IC, MICROPROCESSOR, BLANK, MICROCHIP, 80 PINS, SMD, QFPMicrochip Part Number 18LF8722Parts go to programming before useQUAD PART REEL ONLY | 13.02
2020-09-29 | 5748Q | IC, Microprocessor, Microchip, 80 PINS, SMD, QFP PIC18LF8722I/PT Programmed on board | 10.61
2023-07-12 | 5749Q | IC, Peripheral Driver, Power, SOIC-18 TBD62083AFG | 0.806
2023-10-03 | 5749Q | IC, Peripheral Driver, Power, SMD, SOIC-18Part Number TD62083AFQUAD PART REEL ONLY | 0.869
2020-07-22 | 5749Q | IC, Peripheral Driver, Power, SMD, SOIC-18TBD62083AFGQUAD PART REEL ONLY | 0.56
2023-10-17 | 5750Q | IC, Supervisory Reset, SMD, SOIC-8 UCC3946DTR | 3.28
2019-01-10 | 5750Q | IC, Supervisory Reset, SMD, SOIC-8 UCC3946DTR Texas Instruments | 2.79
2022-06-23 | 5757Q | Diode, Zener, 27V, 250mW, SMD, SOD MMBZ5254B-7-F | 0.03254
2022-06-20 | 5758Q | Diode, Zener, 33V, 250mW SOD MMBZ5257B-7-F | 0.049
2022-06-23 | 5759Q | Diode, Zener, 8.2V, 250 mW, SMD, SOD MMBZ5237B-7-F | 0.03254
2023-09-25 | 5760Q | IC, Regulator, 3.3V, linear, SMD, SOIC 8 pin LP2951ACM-3.3/NOPB | 0.569
2022-06-20 | 5767Q | Diode, Zener, 56V, 2%, 500mW, MELFTZMB56-GS08 | 0.064
2020-08-25 | 5780Q | IC, Dual D Type FLIP FLOP 14 PIN SOIC NXP 74HC74D | 0.344
2020-11-05 | 5780Q | IC, Dual D Type FLIP FLOP SOIC-14NXP 74HC74DR | 0.091
2019-07-08 | 5790Q | Transistor, NPN SOT 23 Self Biasing PDTC124ET | 0.028
2022-06-20 | 5790Q | Transistor, NPN SOT-23 PDTC124ET,215 | 0.03
2020-08-05 | 5798Q | IC, Operational Amplifier, Single, LM321MF/NOPB , SOT-23 5 lead LM321MF/NOPB QUAD MACHINE | 0.24215
2022-06-20 | 5820Q | Resistor 680K 0805 5% CR0805JW-684ELF | 0.004
2019-02-19 | 5874-171 | 171 STACO INDUSTRIAL CONTROL TRANSFORMER SINGLE, 1.75A 120V in 120V.132V out | 135
2021-05-17 | 5977Q | CRCW0805120KJNEA Resistor, 120k 1% 0805 Vishay/Dale | 0.0031
2019-02-19 | 605-RWCSG4Q000R1FS | RWCSG4Q000R1FS WIREWOUND CHASSIS MOUNT RESISTOR, 01 OHM 50W 1% JOHANSON | 6.63
2020-06-05 | 6074Q | Cap, 10 ufd, 16v NICHICON UUP1C100MCL1G | 0.38
2020-08-25 | 6124Q | Capacitor, 47pf 50v 2% SMT Vishay VJ0805A470KXAAC | 0.056
2019-09-17 | 621-MJD31C-13 | Bipolar Transistor BJT 100V 5A NPN SMT | 0.59
2021-07-07 | 625-BZX85C7V5 | ZENER DIODE 7.5V T.H | 0.176
2020-11-04 | 6294Q | IC, Power Switch, 2.7 to 5.5 V SOIC-8 Texas Instruments TPS2020IDRQ1 | 1.13
2024-05-13 | 6302X110C | 630 Clear Tape 2'' X 110 yards | 1.82
2023-02-13 | 6303X110C | 630 Clear Tape 3'' X 110 yards | 2.75
2024-03-26 | 63800-2810 | Molex Eye Loupe 10x | 9.4
2021-01-13 | 6391K161 | Oil-Embedded Sleeve bearing for 5/16'' Shaft Dia. 7/16'' ID x 1/4'' Lg (Posey Bed) | 0.7
2021-03-15 | 6497Q | Inductor, 1uH, Ferrite Shielded Military Grade Delevin 1331-102K SOIC | 1.95
2020-09-18 | 6497Q | Inductor, 1uH, Ferrite Shielded Military Grade Delevin MM1331-102K SOIC | 4.51
2020-08-25 | 6498Q | IC, SRAM, 32K x 8 Low Power 70 nS Cypress 727-CY62256NLL-70SNC | 2.13
2020-08-25 | 6499Q | IC, EEPROM, 512 x 8 SPI 8 V 80nS Microchip AT25040B-SSHL-T | 0.25
2020-11-05 | 6499Q | IC, EEPROM, 512 x 8 SPI 8 V 80nSMicrochip PN AT25040B-SSHL-TQUAD PART ONLY PURCHASE ONLY ON REELS | 0.24
2020-08-25 | 6500Q | IC, Regulator, LDO +5 volt, 250 mA , SO-8 SMT ST Micro L4932C50-TR | 0.799
2020-11-05 | 6500Q | IC, Regulator, LDO +5 volt, 250 mA , SO-8 SMTST Micro PN L4931CD50-TRQUAD PART ONLY PURCHASE ONLY ON REELS | 0.514
2021-03-15 | 6500Q | IC, Regulator, LDO +5 volt, 250 mA , SO-8 ST Micro L4931CD50-TR | 0.385
2020-08-25 | 6501Q | IC, Single OR gate 2 input SOIC-6 Nexperia 74AHCT1G32GV | 0.229
2020-11-05 | 6501Q | IC, Single OR gate 2 input SOIC-6Nexperia 74AHCT1G32GV,125 | 0.065
2020-11-05 | 6502Q | IC, Dual 5 input POS NOR Gate SOIC-14 SN74F260DR | 0.254
2020-11-05 | 6505Q | Socket, PLCC, SMD, 52 Pin 3M 8452-21B1-RK-TP | 0.86
2020-07-24 | 6506Q | IC, Power Management, TI, SMD WIDE BODYTI Part Number TPS2110APW | 1.35
2021-12-17 | 6-50-N-1000 | 6'' Natural Cable Tie, 45lb Break Strength (1000pcs) | 27.8
2021-03-22 | 65829HR | AFFINITY III & IV BOOT,LEVER (NEW) | 19.98
2024-07-16 | 6686K16 | Push Mount Zip Ties- Pkg 100 (Posey Bed) | 21.55
2020-07-07 | 6686K16 | Push mount zip ties- pkg/100 | 16.47
2019-11-20 | 6686K16 | Push-in Mountable Cable Ties, Off white Nylon 8'' length, | 0.1647
2019-01-22 | 67760 REV.2 | Scan Service to Create Gerber Files 4 layer, 2 mask, 1 silk, 1 drill | 325
2019-02-04 | 69581HR | VERSACARE END CAP HEAD END (NEW FROM HR) | 3.77
2019-08-30 | 6N37TXPZ | 6 x 3/8 Phil Pan Sheet Metal Screw Steel Zinc RoHS Compliant | 0.0123
2022-05-21 | 7130K42 | 6'' tie wraps-narrow/black | 0.0576
2019-10-07 | 7130K42 | Black cable tie, 6'' | 0.0504
2019-08-01 | 7130K42 | Cable Tie, 6'' black, narrow | 0.0504
2024-03-26 | 715-270-10 | SK-BT-715-270-10 SEAL KIT for Stryker Hydraulic Pumps | 16.85
2023-10-31 | 71CL251Z | 1/4-20 CENTERLOCK LOCK NUT STEEL ZINC (835 H/F BOARDS 1137210 FAST) | 0.06
2020-11-03 | 71CL311Z | 5/16-18 Centerlock Nut Steel Zinc | 0.025
2024-06-10 | 71TL50CZ | 1/2-13 Hex TopLock Nut Grade C Zinc- (Posey beds) | 0.1802
2019-10-07 | 7295K3 | Screw-in mount cable tie, 8 1/2'' natural | 0.1209
2020-06-05 | 74HCT14D | 74HCT14DBJ 14PIN IC TOSHIBA | 0.311
2019-02-04 | 7505Z | SHURITE PANEL METER | 25.19
2021-07-07 | 78-BZX55C12 | ZENER DIODE 12V T.H. | 0.103
2019-12-04 | 8-1567012-8 | Z-Rod Bellows (C/Q Series) | 225
2023-10-31 | 81812501Z | 1/4'' USS FLAT WASHER (835 H/F BOARDS 1133004 FAST) | 0.032
2022-03-29 | 81SAE3121Z | 5/16 SAE FLAT WAHER CR-3 TRIVALENT ZINC (POSEY) (31NWSAZ) | 0.034
2020-09-15 | 82875344063NYB | Black Color Nylon Flat Washer 5/16'' (POSEY) | 0.46
2022-02-09 | 8-50-N-1000 | 8'' Natural Cable ties, 50lb Break Strength (1000pcs) | 40.5
2019-06-12 | 8525K138 | Electrical-Insulating Garolite XX sheet, brown, 12''x24''x 1/2'' 8525K138 | 45.07
2019-06-12 | 88645K56 | Tight-tolerance Multipurpose 01 Tool-Steel Rod 0.1510'' diameter 3ft long | 4.12
2024-07-16 | 89002-VERSA | PROACTIVE VERSACARE COVER FOAM 84X36X6 | 75
2022-05-21 | 90133A053 | Grommet, Screw size 1/2 inch, .490 ID x 1-1/16 inch OD .093 thickness | 0.2296
2019-05-16 | 90133A053 | Neoprene Rubber Sealing Washer for 1/2''screw .49 ID 1.062 OD .078 -.108 thickness | 0.16
2022-10-12 | 90218A211 | Reusable Push-In Rivet with Arrow Shank 0.062-0.125 Thickness, 0.4 Long (Pack of 100) | 10.13
2024-07-16 | 90218A211 | Reusable Push-in Rivets with Arrow Shank for .062- .125 material thickness. .4 long, off-white , pack of 100. For use on CareAssist Siderail and VersaCare base frame. | 13.17
2019-09-20 | 90316A112 | Serrated-Flange Hex Screw M8 x1.25mm thread 40mm length Class 8.8 steel | 0.2888
2020-03-13 | 90442A545 | 90442A545 Inverted Internal Retaining Ring 1-1/4 ID (pkg of 25) | 7.37
2020-11-20 | 91100A180 | FLAT WASHER (25/pkg) for Posey Bed | 0.3448
2019-06-12 | 9246K13 | Multipurpose 6061 Aluminum 1/4'' thick x 12'' wide x 1ft. long 9246K13 | 33.12
2023-07-27 | 93441A486 | Slotted Unthreaded SpacersZinc-Plated Low-Carbon Steel, 25/32" OD,.637" ID, 1-1/2" Long (BT6060-002-046) STRYKER WHEEL SPACER | 13.23
2019-07-19 | 9432K55 | 3'' extension spring .375 OD >045 wire dia. 6.55 max extended length zinc plated Box/6 | 10
2021-05-12 | 9452K124 | BUNA-N O-RING 1/16 Fractional Width Pkg/100 | 13.32
2023-03-13 | 97431A310 | Side Mount External Retaining Rings 5/16''Pkg. 100 | 6.67
2024-06-12 | 99502H | Special AG bearing-Stryker Wheels | 0.59
2021-06-21 | AC SERVO | Testing AC Servo boards | 12.5
2020-07-23 | AC SERVO | Testing and Burn-in- AC Servo Boards | 12.5
2019-08-16 | AC SERVO | Testing of AC Servo Boards | 12.5
2024-07-15 | ACETONE | Acetone, 55 gal Drum 365lbs | 408.8
2020-05-21 | ADVANATA | Advanta Footboards | 50
2019-03-27 | ADVANTA HEAD RAILS | POWDER COAT | 7.54
2023-10-02 | AG0096 | ''DO NOT SELL-UNAVAILABLE'''CAREASSIST BRAKE BARS SPACERS - THIS IS A PACK OF 20 PCS FROM HILL ROM | 185.76
2024-07-31 | AG0096 | CAREASSIST BRAKE BARS SPACERS - THIS IS A PACK OF 20 PCS FROM HILL ROM | 15.48
2020-06-17 | ALUMINUM STRIPS | GPS ALUMINUM STRIPS - Head, Foot, and Siderail Bumpers | 5.2
2024-05-02 | AMSCO 3085 SP LABEL | Amsco 3085 SP Label | 0.446
2020-06-09 | AOB20-50B | Brown AL/OX, 20 Grit (50lb/Bag) | 1.34
2024-07-16 | AOB24-50B | Brown AL/OX, 24 Grit (50lb/Bag) | 1.32
2020-06-09 | AOB36-50B | Brown AL/OX, 36 Grit (50lb/Bag) | 1.34
2022-05-19 | APC10004 | 1/4 inch NPT Non Valved Acetal (POM) Coupling Body Threaded end 120 PSI | 2.93
2020-10-12 | ASC2X2 | 2''X2'' Caution Sensitive Electric Label 500 roll | 13.85
2023-03-07 | ASC-4+DSK-4 | Hose Adapter Caps (TotalCare Hydraulic Unit) | 0.73
2024-02-27 | AVEN 26052 | AVEN 26052 MAGNIFIER LOUPE 20X w/LED LIGHT | 18.48
2024-04-03 | AWARENESS STATUS | STRYKER S3 FB LABEL-AWARENESS STATUS 3.75 X 2.25 | 0.316
2020-07-27 | AZ8-1CH-18DE | AZ8-1CH-18DE American Zettler Relay | 10.5
2024-01-23 | BACKSMART LIFT ASSIST | Backsmart Lift Assist Labels | 0.121
2021-01-05 | BAT-12V | NP7-12-250-TOTALCARE, CENTURY+, AFFINITY III/IV, & VERSACARE - 12 VOLT BATTERY PS-1270F2) | 14.75
2024-08-15 | BAT-12V | PS1270F2 Powersonic - Totalcare, Century+, Affinity III/IV, & Versacare - 12v Battery | 11.53
2024-09-09 | BAT-12V | SP12-7.5 SIGMAS TEK - Totalcare, Century+, Affinity III/IV, & Versacare - 12v Battery (OEM 4840501) | 9.75
2024-05-22 | BAT-12V | TOTALCARE, CENTURY+, AFFINITY III/IV, & VERSACARE - 12 VOLT BATTERY PS-1270F2) | 11.39
2021-02-12 | BD1052 | HR ADVANCE 1052 bed | 100
2019-03-14 | BD1062R | HR CENTRA 1062 BED, WITH HARD PAN PATIENT DECK | 50
2021-03-31 | BD1100R | REFURBISHED HR ADVANCE 1100 3 MOTOR | 100
2020-12-18 | BD1105-84R | HR ADVANCE 1105 4 MOTOR BED- | 125
2020-07-06 | BD1105-84R | HR ADVANCE 1105 4 MOTOR BED- No Air or Scale modules - LENGTH 84'' | 100
2023-09-05 | BD1105-84R | REFURBISHED HR ADVANCE 1105 4 MOTOR BED- No Air or Scale modules - LENGTH 84'' | 125
2019-03-02 | BD1130R | HR 1130 ADVANCE BED | 75
2021-02-12 | BD1145R | HR ADVANCE 1145 BED 4 MOTOR- With Dynamic Air and Scale | 120
2020-09-29 | BD1170R | CareAssist and 1170 BED | 600
2020-11-03 | BD1170R | HR CareAssist and CareAssist ES 1170 BED | 750
2022-08-24 | BD1170R | CareAssist 1170 BED - 8 version B, 3 Version C, 2 Version E | 250
2022-11-15 | BD1170R | CareAssist and CareAssist ES 1170 BED | 300
2021-11-15 | BD1170R | HR CareAssist and CareAssist ES 1170 BED | 550
2022-11-08 | BD1170R | REFURBISHED HR CareAssist and CareAssist ES 1170 BED | 500
2019-09-10 | BD1170R | REFURBISHED HR CareAssist and CareAssist ES 1170 BED: | 300
2019-01-30 | BD1190A | Hill-Rom Advanta 2 bed. Smart Bed technology enabled for connectivity with NaviCare® Nurse Call, other nurse call systems and EMRs. Bed exit monitoring system with Hill-Rom’s patented three-level detection algorithms Nightlight Audible “brake not set” alarm SlideGuard® bed articulation technology with Auto Contour™ feature Electric vascular foot position Care Grip patient egress assist handle Integrated scale Point-of-Care® nurse controls One-button Dining Chair® feature Automatic battery backup Patient in-rail storage compartment Digital head of bed angle display 30° head of bed alarm Sidecom® nurse call and entertainment controls One-hand bed extender Integrated Line Manager Positioning controls accessible to the patient | 500
2022-01-17 | BD1190A | Refurbished Hill-Rom Advanta 2 bed. | 650
2021-12-08 | BD1190A | Refurbished Hill-Rom Advanta 2 bed. Smart Bed technology enabled for connectivity with NaviCare® Nurse Call, other nurse call systems and EMRs. Bed exit monitoring system with Hill-Rom’s patented three-level detection algorithms Nightlight Audible “brake not set” alarm SlideGuard® bed articulation technology with Auto Contour™ feature Electric vascular foot position Care Grip patient egress assist handle Integrated scale Point-of-Care® nurse controls One-button Dining Chair® feature Automatic battery backup Patient in-rail storage compartment Digital head of bed angle display 30° head of bed alarm Sidecom® nurse call and entertainment controls One-hand bed extender Integrated Line Manager Positioning controls accessible to the patient | 650
2019-03-02 | BD1400R | HR CENTURY+ | 25
2020-10-30 | BD1400R | REFURBISHED HR CENTURY+ | 100
2019-11-05 | BD1600PSYCH | P1600 ADVANTA BED | 27.78
2020-07-06 | BD1600R | HR ADVANTA BED1600 - BASIC FUNCTION RAILS | 100
2019-02-12 | BD1600R | HR ADVANTA BED1600 - BASIC FUNCTION RAILS | 100
2022-03-31 | BD1600R | REFURBISHED HR ADVANTA BED1600 - BASIC FUNCTION RAILS | 200
2019-02-13 | BD1900A-LR | HR TOTALCARE BED 1900 A-L | 50
2021-03-23 | BD1900A-LR | HR TOTALCARE BED 1900 A-L | 50
2020-05-15 | BD1900A-LR | REFURBISHED HR TOTALCARE BED 1900 | 750
2023-02-14 | BD1900A-LR | REFURBISHED HR TOTALCARE BED 1900 A-L | 100
2020-11-07 | BD1900MR | HR Total CareSPORT 1900 M AND UP | 300
2021-04-14 | BD1900MR | HR TOTALCARE SPORT 1900 M AND UP | 200
2021-05-13 | BD1900MR | REFURBISHED HR TOTALCARE SPORT 1900 M AND UP | 100
2020-06-26 | BD3200R | HR VERSACARE 3200 BED | 750
2021-04-13 | BD3200R | HR VERSACARE 3200 BED | 200
2019-11-05 | BD3200R | HR VERSACARE 3200 BED- Gen 1 | 350
2022-03-31 | BD3200R | REFURBISHED HR VERSACARE 3200 BED | 100
2020-07-16 | BD3600IIR | HR AFFINITY TWO BIRTHING 3600 BED | 100
2019-01-24 | BD3600IIR | REFURBISHED HR AFFINITY TWO BIRTHING 3600 BED | 100
2020-07-16 | BD3700IIIR | HR AFFINITY THREE BIRTHING 3700 BED | 350
2019-04-16 | BD3700IIIR | HR AFFINITY THREE BIRTHING 3700 BED | 150
2023-09-05 | BD3700IIIR | REFURBISHED HR AFFINITY THREE BIRTHING 3700 BED | 300
2019-04-16 | BD3700IVR | HR AFFINITY FOUR BIRTHING 3700 BED | 500
2023-06-14 | BD3700IVR | REFURBISHED HR AFFINITY FOUR BIRTHING 3700 BED | 500
2022-01-17 | BD8000NBR | HR TRANSTAR NARROW BODY 8000 STRETCHER | 263.16
2022-08-29 | BD8000NBR | HR TRANSTAR P8000 STRETCHER | 100
2023-09-05 | BD8000NBR | REFURBISHED HR TRANSTAR NARROW BODY 8000 STRETCHER | 350
2019-11-27 | BD8000WBR | HR TRANSTAR WIDE BODY 8000 STRETCHER | 200
2023-02-15 | BD8000WBR | REFURBISHED HR TRANSTAR WIDE BODY 8000 STRETCHER | 350
2021-04-27 | BD8005R | REFURBISHED HR DURASTAR HYDRAULIC 8005 STRETCHER | 200
2020-11-07 | BD8020R | HR TRANSTAR 8020 ELECTRIC STRETCHER | 250
2019-01-24 | BD8020R | REFURBISHED HR TRANSTAR 8020 ELECTRIC STRETCHER | 200
2021-04-27 | BD8030R | REFURBISHED HR TRANSTAR 8030 FIXED HEIGHT STRETCHER | 200
2019-01-24 | BD8050R | REFURBISHED HR TRANSTAR 8050 OB/GYN STRETCHER | 200
2020-07-16 | BD835R | HR CENTURY 835 BED | 100
2022-10-26 | BD835R | REFURBISHED HR CENTURY 835 BED | 100
2020-12-21 | BD850R | REFURBISHED HR 850 BED | 50
2020-10-30 | BD870R | HR Resident Low (LTC) 870 bed | 100
2021-04-14 | BD870R | HR Resident Low (LTC) 870 bed | 100
2019-08-15 | BD870R | REFURBISHED HR Resident Low (LTC) 870 bed | 100
2019-04-30 | BD881R | HR GPS PROCEDURAL 881 STRETCHER PNEUMATICALLY OPERATED HEAD SECTION, ALUMINUM HEAD PAN COVER, AND NON-ADJUSTABLE FOOT AND THIGH SECTION | 50
2019-01-21 | BD881R | HR GPS PROCEDURAL 881 STRETCHER PNEUMATICALLY OPERATED HEAD SECTION, ALUMINUM HEAD PAN COVER, AND NON-ADJUSTABLE FOOT AND THIGH SECTION | 50
2021-04-27 | BD881R | REFURBISHED HR GPS PROCEDURAL 881 STRETCHER PNEUMATICALLY OPERATED HEAD SECTION, ALUMINUM HEAD PAN COVER, AND NON-ADJUSTABLE FOOT AND THIGH SECTION | 100
2019-04-30 | BD882R | HR GPS PROCEDURAL 882 STRETCHER PNEUMATICALLY OPERATED HEAD SECTION, MANUALLY CRANKED THIGH GATCH AND HEAD AND FOOT PAN COVERS | 50
2021-04-27 | BD882R | REFURBISHED HR GPS PROCEDURAL 882 STRETCHER PNEUMATICALLY OPERATED HEAD SECTION, MANUALLY CRANKED THIGH GATCH AND HEAD AND FOOT PAN COVERS | 100
2019-01-21 | BD886R | HR GPS PROCEDURAL 886 STRETCHER PNEUMATICALLY OPERATED HEAD SECTION, MANUALLY CRANKED THIGH GATCH AND HEAD, THIGH AND FOOT PAN COVERS. WIDTH HAS A FOUR INCH WIDER SLEEP SURFACE | 50
2022-10-20 | BDC408 | Crystal Tack Cloths-Prem A | 1.07
2020-06-25 | BDL100A030-A | OBS1D1D-C OSLO BEDSIDE CABINET 1D/1D, CHERRY | 125
2020-06-25 | BDL100B030-A | OBS1D1D-O OSLO BEDSIDE CABINET 1D/1D, OAK | 125
2020-06-25 | BDL100FM030-A | OBS1D1D-FM OSLO BEDSIDE CABINET D/1D, FIG MAHOGANY | 125
2019-03-02 | BDSPIRITSELECT | Stryker Carrol Sprit Select bed | 250
2021-09-16 | BED CRATE | Bed Crate 36X40X95 Heat Treated | 430
2024-04-03 | BED EXIT WITH ZONE CONTROL | BED EXIT WITH ZONE CONTROL-STRYKER S3 FOOTBOARD LABEL- 2.125 X 4.125 | 0.306
2022-06-17 | BEDSIDE CABINET | Vista Bed Side Cabinet | 35
2019-09-10 | BEDSIDE CAMMODES | Patient Bedside Cammode | 25
2024-05-02 | BIG WHEEL STRETCHER LABEL | Big Wheel Stryker Strecher Label | 1.743
2019-01-03 | BINDER | Copper Binder | 70
2020-08-28 | BINDER | Copper Binder/Resin | 160
2023-08-08 | BP-3/4 | Button Plug with Recessed Head- Totalcare Mattress Plugs Black | 0.5
2024-05-02 | BRAKE ''PILL'' SHAPED DCL-RED | STRYKER STRETCHER BRAKE ''PILL'' SHAPED DECAL-RED | 0.179
2021-04-30 | BSD033 | BEDSIDE CABINET REPLACEMENT DRAWERS 18X4X3 (HR#13296S) | 9
2024-05-01 | BT0715-001-255 | STRYKER WHEEL BUSHING (#715-1-255) | 0.7
2024-05-02 | BT0753003215-B | 8 IN WHEEL, 21/32 IN BORE X 1-1/2 IN HUB BY STRYKER MEDICAL-BLACK | 11.09
2024-05-02 | BT0753003215-G | 8 IN WHEEL, 21/32 IN BORE X 1-1/2 IN HUB BY STRYKER MEDICAL-GREY | 11.17
2020-09-09 | BT10166-34 | Cartridge Assy P.C. Valve - Knee kit Valve | 8.8
2024-09-18 | BT1019621 | 10196-21. Cartridge Assy Release Stem | 12.9
2020-09-22 | BT10205-38 | Cartridge Assy P.C. Valve Foot | 8.8
2020-09-22 | BT10205-39 | Cartridge Assy P.C. Valve Head | 8.8
2024-09-18 | BT1020604 | 10206-48, Cartridge Assy. Pump, Pump Rod Assy. | 24.5
2020-12-22 | BT128846 | TotalCare Bariatric Latch Cover, P1900 Conversion Kit Component | 2.5
2024-10-23 | BT129658 | Display Pod axle, Weldment, Long, RH only | 2
2020-04-17 | BT131554 | TRANSTAR Brake/Steer Upgrade (SEND INSTRUCTIONS WITH PART) | 4.25
2024-10-23 | BT131724 | Display Pod Axle Weldment, Short LH Only | 2
2021-01-05 | BT13522801 | ADVANTA SENSOR STRIP,PPM, Head (Long 24'') - 6360801 | 37.03
2021-05-18 | BT13522802 | ADVANTA SENSOR STRIP,PPM, Seat (Small 11'') 6360802 | 30.8
2019-07-18 | BT135483 | MUFFLER, AIR PUMP (PS125FF) | 1.45
2023-01-03 | BT138043 | TRANSTAR RATCHET RIVET TOP RAIL (236-170406-04-0101) | 0.0599
2023-01-06 | BT139105 | BATTERY, 12 VOLT, 12AHR | 32.99
2024-06-05 | BT139105 | PS12120F2 Powersonic Battery for Intellidrive 12v, 12ah | 20.71
2021-05-05 | BT142140 | H-10687, Versacare Topper Foam | 55.13
2019-03-22 | BT142615 | Ball Seat, Affinity Calf Support | 6.5
2023-01-10 | BT161519 | BATT, LEAD ACID, 12V,4.5AH | 14.1143
2019-12-23 | BT161519 | BATT, LEAD ACID, 12V,4.5AH-PowerSonic # PS-1250F1 | 11.36
2024-06-05 | BT161519 | PS1250F1 BATT, LEAD ACID, 12V,4.5AH | 9.74
2024-09-25 | BT161519 | PS1250F1 Powersonic - Battery, Lead Acid, 12V,4.5AH - K Version | 9.58
2019-03-22 | BT166488PL | Cam Follower, Calf Support | 2
2021-07-26 | BT22646 | P850-FTNPS 3/4, Felt Pad 1x1x3/4 | 0.41
2020-03-18 | BT38328 | Advance Head & Footboard Bumper | 4.88
2024-04-16 | BT39128 | Restraint, Versacare Power Cord, (Heyco #3200 LLTF 1/2 NPT Black & Heyco#3463 Locknut NLN 1/2 NPT Black) | 1.1
2020-12-14 | BT4508450 | ADVANCE CASTER NEW - 5in Swivel (911469) | 22.31
2020-06-03 | BT4508454 | ADVANCE CASTER NEW, 5in Brake/Steer (911466) | 37.29
2020-05-27 | BT46346U | BRAKE/STEER PEDAL DOUBLE (Unfinished) | 8.75
2019-04-25 | BT47336RESTRAINT | TotalCare Power Cord Restraint only | 0.65
2020-05-29 | BT4808 | Versacare Pendant Cable Coiled with Restraint, 9 POS CT | 5.6
2024-05-01 | BT5000-002-020 | STRYKER MOLDED 6'' WHEEL (#5000-2-20) | 13.9
2023-05-03 | BT5016-01-KIT | TransferMaster Control Box - 121817-BOX | 29.64
2024-01-10 | BT5016-01-KIT | TransferMaster Control Box and Lid (With Vibration) | 38.64
2022-07-15 | BT5016-01-KIT | TransferMaster Control Box These are the lids without holes on the top. | 27.75
2020-10-09 | BT5016-01-KIT-VIBRATION HOLES | TransferMaster Control Box and Lid (With Vibration Holes) | 19.35
2020-01-27 | BT5016-KIT | TransferMaster Control Box and Lid (Without Vibration) | 18.7
2019-06-03 | BT5016-KIT | TransferMaster Control Box and Lid (Without Vibration) w/powdercoat | 18.7
2022-03-29 | BT5383 | ADVANTA BRAKE/STEER STIFFNER BLOCK, SNAP FIT | 1.78
2024-01-31 | BT6060-002-046 | Bearing Spacer, Stryker Wheel | 1.2
2024-05-01 | BT6060-002-046 | Bearing Spacer, Stryker Wheel-5'' | 1.4
2024-05-01 | BT6060-002-046-8'' | Bearing Spacer, Stryker Wheel-8'' | 1.2
2022-07-05 | BT6390601 | New Total Care, Versa Care, Advanta Brake Caster 912746 (RED LABEL) (915554) | 74.3
2022-07-05 | BT6390602 | New Total Care, Versa Care, Advanta Brake/Steer Caster 912747 (GREEN LABEL) (915555) | 77.26
2024-02-28 | BT654840154 | Brace, HiLow Head Cylinder Safety (Short) (SA1695) | 5.5
2024-02-28 | BT654840254 | Brace, HiLow Foot Cylinder Safety (Large) (SA1695) | 5.5
2024-06-10 | BT66290 | *****USE PN BT66290STEPPER*****Stepper Motor Assy, | 8.8
2019-03-15 | BT68754 | Transtar IV Pole Aluminum Sleeve- Fits Larger Diameter Pole | 14.35
2022-11-01 | BT69487 | TOTALCARE VALVE GUIDE TOOL - 69487 | 25
2022-07-28 | BT70084 | Total Care Push Handle Sleeve, Black, 1.03''ID X 12''L (HR#46395) | 1.81
2020-12-22 | BT70216 | TotalCare Bariatric Large Deck Extension fabrication, P1900 Conversion Kit Component | 2.5
2020-10-20 | BT70217 | TotalCare Bariatric Large Head Gusset fabricated, P1900 Conversion Kit Component | 34.85
2020-12-22 | BT70218 | TotalCare Bariatric Bed small deck extension, P1900 conversion kit component | 2.5
2020-10-20 | BT70219 | TotalCare Bariatric Seat Gusset fabrication, P1900 Conversion Kit Component | 33.65
2020-10-20 | BT70220 | Mounting Pin | 19.65
2020-10-20 | BT70301 | TotalCare Bariatric Small Head Gusset fabricated, P1900 Conversion Kit Component | 25.15
2019-08-02 | BT71008 | BASE SHROUD | 63.81
2021-10-13 | BT71008 | BASE SHROUD PLUS VELCRO (4 PCS OF 3'' AND 1 PCS OF 1''), (Old HR#46311) | 63.81
2024-02-16 | BT9022918 | ** NO longer offering **Transtar 8'' Swivel Lock Caster, NEW (907037) | 61.03
2021-03-25 | BT9022918 | Transtar 8'' Swivel Lock Caster, NEW (907037) | 61.03
2024-02-16 | BT9022919 | Transtar 8'' Total Lock Caster, NEW (907036) | 77.71
2024-06-13 | BT907310 | 5'' Swivel Caster with Total Lock (Posey) | 7.36
2021-04-14 | BT99502H | (4161285) Single Groove Deep Ball Bearing (Stryker Wheel) | 1.75
2023-06-09 | BT99502H | Single Groove Deep Ball Bearing (Stryker Wheel) | 0.96
2024-05-16 | BTAG0029 | 912871, CASTER 150 S. WHEEL STEER /BRAKE FOR CARE ASSIST 1170 bed | 90.7
2020-12-07 | BTAG-0036 | BTAG-0036 TOWER SUPPORT BAR | 44.9
2022-12-28 | BTAPC10006 | 3/8 NPT Non-Valved Acetal (POM) Coupling Body | 3.3
2019-09-06 | BTC-20402B-BS6WLW | BTC-20402B-BS6WLW Large screen LCD | 29.95
2021-07-29 | BTC-20402B-BS6WLW | LCD Display, BeyondTek, 4 x 40 Large Font LCD Display, White, Blue background lighting | 48.75
2023-06-05 | BTPLAH | POSEY-HIGH STRENGTH LIFT ARM (1.500''XDIA X.125'' DIA STEEL TUBE A 513 DOM, HEM THE BRACKET, HSLA | 54.11
2022-04-01 | BTRO0108A | 912872, CASTER BRAKE FOR CAREASSIST 1170 BED | 76.4
2020-07-06 | BTSA1481 | Advance Bed Exit Strip 4-Pin- Short Cable | 77.09
2022-10-06 | BTSA7081 | W503U-5/16-SP, 5" x 1-1/4" with 5/16" precision ball bearings, 5'' Grey Poly Wheel with 5/16 Bore | 5.29
2021-04-29 | BTSA7081-48 | 5" THERMOPLASTIC RUBBER TREAD WHEEL ONLY, OFF WHITE | 4.15
2021-05-11 | BTSA7400 | Fastex Snap Rivet (Male) (236-220603-00-0101) sa7400 | 0.07231
2024-06-20 | BTSA7400 | Fastex Snap Rivet (Male) (236-220603-00-0101) sa7400 (ORDER AS K120320) | 0.067
2021-05-11 | BTSA7405 | Fastex Snap Rivet (Female) (236-220604-00-101) sa7405 | 0.07231
2024-06-20 | BTSA7405 | Fastex Snap Rivet (Female) (236-220604-00-101) sa7405 (ORDER AS K120325) | 0.0369
2020-03-30 | BTSBP | STRYKER BRAKE PAD | 0.9
2020-10-20 | BTTCBARISRMTGBKT | Bed Techs TotalCare Bariatric Side Rail Mounting Bracket Extension Assembly | 17.6
2023-01-09 | BTTOESTOP | New Toe Stop Caster - Mounting Height: 6-1/8"Expanding Adapter Size: 1"Wheel Size: 5" x 1-1/4"350 pound capacity per caster | 18.09
2019-07-19 | BTTOUCHSCREENTC | Touch Screen Display 7'', TotalCare Connect (5027) | 9
2019-07-26 | BUK455-60A | 41A 60V N-CH TO-220AB PHILIPS SEMI | 2.25
2020-09-01 | CALIBRATION | Calibration/Certificate NIST | 90
2022-10-07 | CASTER HORN | Caster Horn Only, Stripped and Nickel Plated | 10
2024-05-06 | CAUTION MAXIUM TOTAL LOAD LABE | Caution Maximum Total Load/ Possible Hazard when used with Oxygen Label RH/LH-Stryker S3 Footboard | 1.486
2024-04-15 | CAUTION: EXPLOSION HAZARD DCL | EXPLOSION Hazard Decal 1.09'' x 7.09'' | 0.28
2024-01-31 | CAUTION:POSSIBLE FIRE HAZARD | Caution:Possible Fire Hazard Decals .5''x.5'' | 0.2115
2024-05-30 | CB142540 | Versacare Purchased Side Rail cable | 5
2021-06-21 | CB159963 | VC Platform Pendant Cable, 15 Pin Hi-Den D-Sub | 3.8
2024-02-13 | CB3001-400-8623213 | Stryker Side Rail Cable for Series 2 beds (S2 Secure 2 and MPS 2) | 5.8
2024-02-13 | CB5604 | CAREASSIST AND ADVANTA II PENDANTS, CABLE, ALTERNATE, COILED | 5
2021-05-20 | CB5650 | Advance Series Hybrid Bed Nurse Panel Cable PURCHASED 25 Pin Drawer connector to 16 Pin MTE | 17
2024-04-30 | CB6342201 | 458-M163 AFFINITY, VERSACARE, PROGRESSA, some STRYKERS, CAREASSIST,CENTURY PLUS Power Cord Detachable 110V, 634220110 foot | 5.2
2024-09-23 | CB6342201 | 458-M163 (Mega Electronics) Detachable 10ft. Power Cord 110v used on Affinity, Versacare K Version, Progressa, Stryker S3,Century Plus | 5.2
2019-03-21 | CB6342201 | AFFINITY, CAREASSIST,CENTURY PLUS POWER CORD DETACHABLE 110V, | 10.39
2021-03-16 | CB6342201 | PCM1050 L-COM AFFINITY, VERSACARE, PROGRESSA, SOME STRYKERS, CAREASSIST,CENTURY PLUS POWER CORD DETACHABLE 110V, 634220110 foot | 11.15
2019-07-29 | CB6342201 | PCM1050/L-COM AFFINITY, VERSACARE, PROGRESSA, SOME STRYKERS, CAREASSIST,CENTURY PLUS POWER CORD DETACHABLE 110V,10 foot | 11.21
2019-12-11 | CB6342201 | PCM1050/L-COM AFFINITY, VERSACARE, PROGRESSA, SOME STRYKERS, CAREASSIST,CENTURY PLUS POWER CORD DETACHABLE 110V, 634220110 foot | 11.21
2019-10-15 | CB6342201 | PCM1050/L-COM AFFINITY, VERSACARE, PROGRESSA, SOME STRYKERS, CAREASSIST,CENTURY PLUS POWER CORD DETACHABLE 110V,10 foot | 11.21
2019-07-24 | CB63601 | ADVANTA Cable, Siderail Comm. | 5.8
2019-07-24 | CB63602 | ADVANTA RH SIDE RAIL CABLE | 6.2
2021-06-29 | CB69471 | VERSACARE CABLE ASSY, AIR-CAN HI/LO - NEW (Left Hand) | 20
2019-09-05 | CBBRITISHPOWERCORD | BS1363A PLUG MOLDED 13 AMP FUSES PVC CORDAGE IEC REMOVABLE AC POWER CORD 173-0002-E | 8.99
2019-04-29 | CBBRITISHPOWERCORD | BS1363A PLUG MOLDED 13 AMP FUSES PVC CORDAGE IEC REMOVABLE AC POWER CORD173-0002-E KOBI-CONN | 8.99
2021-08-30 | CBBT141806 | CAREASSIST SIDERAIL CABLE ASSY, ''NEW'' (Old P/N HR#71372) | 17
2024-02-13 | CBBT141806 | CAREASSIST SIDERAIL CABLE ASSY, ''NEW'' - 71372 | 16.5
2024-02-13 | CBBT155448 | Advanta 2- Side rail Cable Assembly, Ca FD | 13.5
2024-05-29 | CBBT4733601 | * USE CB4733601 * Power cord, Advance and Advanta beds. (6245201) (This part is only the base part number, do not send out. See user defined for the part number) | 5.8
2023-07-20 | CBBT4733601 | **** USE CB4733601 ****(THIS PART IS ONLY THE BASE PART NUMBER, DO NOT SEND OUT. SEE USER-DEFINED FOR THE POWER CORD NEEDED) Power Cord, Advance and Advanta beds ( 6245201 ) | 5
2021-06-03 | CBCACOLMNCABLE | CAREASSIST HILO COLUMN CABLEUL2464 24AWG*4C*18AWG*2c black OD5.5 | 5
2019-09-16 | CC2650STK | BLUETOOTH SENSOR TAG | 30.11
2024-04-16 | CENTRAL 240 | Central 240 Gum Tape 3X450 | 89.69
2019-09-10 | CHAIR | Patient Chair | 100
2019-09-10 | CHAIRS | Patient Chairs | 50
2019-11-15 | CHP 105-SA | Tweezer, flat angled CHP 105-SA | 13
2024-09-05 | CIW10036 | #100 White Booth Paper 60'' X 300' | 138.05
2019-12-03 | CKN9560-ND | C&K SWITCH SLIDE SPDT 100MA 12V | 0.39
2019-08-27 | CON00045.01 | CON00045.01 .075'' Solder Cup Socket | 1.08
2019-08-27 | CON00046.01 | CON00046.01 .075'' Crown Pin | 3.3
2024-05-03 | CPR RELEASE LABEL-S3 | Stryker S3 CPR Release Labels | 0.088
2022-04-11 | CRATE BOTTOM | Crate Bottom 44''X94'' | 85
2023-11-07 | CRATE BOTTOM | Crate Bottom only Heat Treated 44''X95'' | 175
2019-02-04 | CRIMPER TOOL | 91387-1 Crimper Tool w/Die 26-22 awg | 436.75
2021-06-09 | CUP9160 | Universal Mixing Cup 5QT | 1.54
2021-06-09 | CUP9160L | Universal Mixing Lid 5QT | 0.82
2021-06-09 | CUP932 | Universal Mixing Cup QT | 0.5
2021-06-09 | CUP932L | Universal Mixing Lid Qt | 0.41
2024-03-21 | CW31247/33HDB255-38 | 2.5''x1-1/4'' Swivel Hard Rubber Wheel | 10.77
2019-11-04 | D05M50M | 8m Series Inverter | 32.93
2020-11-02 | DC SERVO | TESTING | 12.5
2019-10-14 | DC SERVO | Testing and burn-in of DC Servo boards | 12.5
2019-04-16 | DC SERVO | TESTING OF DC SERVO BOARDS | 12.5
2022-01-07 | DELRIN GUIDE | Guide for Head/Foot Jacks (Transtar) | 2.5
2021-02-23 | DF123040DP05V86 | Board to board mezzanine 3.0mm | 1.33
2021-08-16 | DS12887A | DS12887A Quad parts | 12.22
2020-12-28 | DVL240033 | PHC4528 Hose Conn. Female | 8.27
2020-12-28 | DVL240037 | PHC4599 Hose Conn. Male | 8.27
2023-11-30 | DVL802101 | Disposable Cup & Lid 24oz | 69.99
2021-10-13 | DVL802102 | Disposable Cup & Lid 9oz | 50.34
2020-10-20 | DVL802759 | 24oz Reusable Sleeve & Lid (hard cup) | 12.34
2021-06-09 | DVL802972 | Reusable Sleeve and Lid 9oz | 11.57
2019-08-19 | DX70R3-PFA | DX70R PUMP, PAIL MOUNT (QUOTE 032737) | 1485
2019-04-29 | DY67200000 | FLEXMASTER UV 3.7oz TUBE DY67200000 | 24.06
2020-12-18 | E2 SHOPTECH PACQUOTE # 110661 | Per items on quote # 110661 | 8400
2019-06-28 | EEU-FR1C681B | CAP 16V 680UF | 0.69
2019-06-28 | EEU-FR1V471 | CAP 35V 470UF | 0.63
2019-06-28 | EEU-FS1A102 | CAP 10V 1000UF | 0.74
2020-06-11 | EKMB1306112K | BOARD MOUNT MOTION and POSITION SENSOR | 15.24
2020-05-29 | ESD LABELS | Caution Labels 500/Roll | 8
2019-03-29 | EX2-2U1S | EX2-2U1S KEMET RELAY | 4.55
2023-03-07 | F4003-4FO-RING | O-Ring, TotalCare Hydraulic Units (hose connection) | 0.1
2024-08-12 | F75KXW39035-794311 | Stryker White 5 Gallon- Satin | 40.75
2019-01-28 | FCPS-24S8 | Control board | 568
2020-10-13 | FLS75 | Superior 75 Acid Flux, 1 gallon, (used in solder machine) | 62.81
2024-03-18 | FOAM TAPE | Neoprene Foam Tape 3/16'' 50ft. Roll P8118ULRL00.75xOH | 11.12
2024-02-14 | FOR HOSPITAL STAFF USE ONLY | 29117 FOR HOSPITAL USE ONLY DECALS | 0.218
2020-09-17 | FPLMEK-5 | MEK-5 GALLON | 86.81
2024-02-01 | GENERAL LEFT /RIGHT DECALS | Handle Polycarbonate Decals LEFT/RIGHT | 0.505
2024-04-29 | GENERAL PULL LABEL | Stryker S3 General Pull Handle Label | 0.82
2024-01-25 | GENERAL SECURE 3 | Label, General Secure 3 500lb Max Decals | 0.723
2024-01-24 | GENERAL STEER AND BRAKE LABELS | Label, General Steer and Brake | 0.05183
2024-02-14 | GENERAL WARNING/CAUTION DECALS | Label, Warning/Caution Decals | 0.431
2024-01-24 | GENERAL YELLOW LOCK | Label, General Yellow Arrow/Lock | 0.532
2024-09-26 | GS142320 | 0387XU, Affinity IV Trend Gas Spring - Replaces GS41450 | 26.06
2020-12-17 | GS143272 | Head Panel Gas Spring (Transtar) 600N (143621) | 50.08
2020-12-17 | GS36458 | GPS Gas Cylinder ( Trend ) 869848 | 24.84
2019-10-16 | GS41450 | *****USE PN GS142320******AFFINITY I,II,III & IV 0351BV, Trend, Gas Cylinder | 34.12
2019-06-21 | GS41450 | AFFINITY I,II,III & IV 0351BV, Trend, Gas Cylinder | 34.12
2022-10-03 | GS43363 | ADVANCE / ADVANTA 7848KA, Dampener CPR Head Section-43363 | 12.65
2024-04-15 | GS46191-01 | 8759PW, Gas Cylinder Head Panel Gas Spring (Transtar) - | 26.28
2019-06-21 | GS47323 | 7228II, Total Care & VersaCare Siderail Dampener | 10.16
2019-10-09 | GS47323 | 7228II, Total Care, Affinity III/IV & VersaCare Siderail Dampener | 10.16
2022-10-04 | GS61184 | GAS SPRING 966538 (0215N) | 24.52
2024-01-25 | GS64012 | 3036MP, Gas Spring, CPR Assist 65012 (Affinity III & IV) - 64012 | 20.61
2021-05-20 | GS65912 | AFFINITY DAMPER, 6'' STROKE (3504NE) | 18.15
2024-08-06 | GS67230 | TotalCare & VersaCare Siderail 3908MO, Dampener Assy., Intermediate Siderail Dampener - 67230 | 9.1
2020-03-30 | GS69969 | 7156SV, Head Deck Dampener (VersaCare) | 14.63
2024-01-22 | GS8759PW | 8759PW Gas Spring 300N | 26.28
2021-04-28 | GSQDF5090 | Stabilus Bloc-O-Lift (D-56070, 682802) 200N | 71.59
2021-05-18 | GTI-445-K2 | Needle Packing (2 pack) | 26.75
2024-07-24 | H-10103 | Moisture Vapor Barrier (Sheerliner) 84'' | 19.71
2024-03-15 | H10285 | Foam, Straight Set, Birthing Bed, NW/BB H10285 | 566.91
2021-04-06 | H-10304 | U AIR SEAT & BACK FOAM ONLY NO COVER | 199.54
2021-09-08 | H-10311 | Z-Air Bottom Foam 84 | 129.47
2021-06-18 | H-10386 | Dynamic Air Bottom Foam 84 inch | 61.67
2020-04-23 | H-10389 | Zoneaire 84'' Topper Foam | 106.4
2024-08-06 | H-10658 | TotalCare Fire Barrier | 58.4
2024-02-16 | H10687 | VERSACARE TOPPER FOAM | 61.74
2024-02-09 | H10687 | Visco Foam Topper | 61.74
2023-08-22 | H-11074 | TOTAL CARE Moisture/Vapor Barrier | 22.81
2024-03-11 | H11155 | Hill-Rom Versacare Air Mattress Cover 7x36x84 | 184.15
2024-03-25 | H11155-S | Versacare Air Mattress Cover w/Silver 7x36x84 | 198.65
2021-04-01 | H-11343 | Totalcare Sport Topper Foam (66080) | 52.14
2024-04-18 | H12806 | C-MATT VERSACARE LAL COMPLETE COVER AND LAL TOPPER | 679.04
2024-08-28 | H12806 | C-MATT VERSACARE LAL COMPLETE COVER AND LAL TOPPER(3 pc) | 679.04
2024-08-28 | H12806-S | C-MATT VERSACARE LAL COMPLETE COVER AND LAL TOPPER (3PC) W/ SILVER (BURGUNDY) | 725.22
2019-02-25 | H1600VIP | Advanta Vip Headboard Modified Br Maple UnfinishedStandard width - 19.5"hNo predrill holesNo cutout for door | 119.21
2021-06-10 | H1600VIP | VIP Wooden Head/Footboards- Maple, Painted Off White including clear coat | 227.53
2024-07-16 | H-2504R | Standard Utility Car- 45x25x33 Red | 145
2024-06-11 | H-596 | Uline Industrial Side Loader Tape Dispenser-3'' | 19
2024-07-22 | H-6439 | 36'' HD STATIONARY PEDESTAL FAN | 675
2022-11-30 | HADVVIP | Headboard VIP | 50
2022-05-13 | HARDWARE DEBUGGER | ICD-U64 Via USB for IDE Coupler - CCS | 73.75
2019-10-21 | HB32R_004_M10X10M_90 | DYNAPEX HOSE BARB, METRIC 10x1 MALE THREAD to 4mm HOSE, RIGHT ANGLE | 6.79
2023-04-25 | HC143067 | TRANSTAR HYDRAULIC CYLINDER ''HEAD'' (700 lbs) (10230-25) | 254.43
2024-08-08 | HC143067 | TRANSTAR HYDRAULIC CYLINDER ''HEAD'' (700 lbs) (10230-26) | 292.96
2024-07-10 | HC143068 | TRANSTAR HYDRAULIC CYLINDER ''FOOT'' (700 lbs) (10230-27) | 292.96
2024-09-09 | HC46150 | TRANSTAR Hydraulic Cylinder Foot 10216-14 (SA1742) 46150 | 264.43
2022-03-08 | HC500B | 1/2'' X 7200' 500lb Coil, hand banding | 69.014
2024-09-18 | HC65144 | TRANSTAR Hydraulic Cylinder Head (10216-13, SA1741) | 285
2021-01-20 | HF835-LN | 720/820/835 Head or Footboard - Lt. Neutral, 5-yr Warranty, Plastic w/Laminate | 16.11
2022-10-06 | HFADPTSH | 4'' ADAPTER BRACKET FOR HB/FB MODELS (CENTRA) 1060****PLEASE SEND 3 SCREWS #0143489 WHEN SEND JUST THE ADAPTER**** | 0.63
2019-04-25 | HFW875 | Heyco Gasket, Foam, .125 thickness, .875 DiameterHeyco PN 1973 HFW 875 | 0.367
2020-05-19 | HPC1818G | .500X.020X9000' Banding (Green) | 118.5
2020-06-01 | HRFT-301 | Manual Axial Lead Former | 688.5
2024-05-06 | HW18120 | Shrink Wrap 18'' X 1000' X120 Ga. | 72.85
2022-04-28 | HW18120 | Shrink Wrap 18'' X 1000' X120 Ga. (BOX OF 4) | 64.74
2024-08-21 | IM0025183000 | TUBULAR COMPONENT IV | 1
2024-06-26 | IM-0753103215-B | 8'' STRYKER WHEEL-BLACK | 10.97
2024-06-26 | IM-0753103215-G | 8'' STRYKER WHEEL-GREY | 11.04
2024-08-21 | IM0785048025 | HANDLE PIVOT PIN IV | 1
2024-09-10 | IM-QDF9188 | SLAA12-18NB DURACELL -STRYKER IN TOUCH BATTERY, SEALED LEAD ACID, 12V, 18AH, NUT & BOLT | 36.15
2024-09-03 | IM-QDF9188 | SLAA12-18NB DURACELL-STRYKER IN TOUCH BATTERY, SEALED LEAD ACID, 12V, 18AH, NUT & BOLT | 36.15
2024-07-23 | IM-QDF9188 | STRYKER IN TOUCH BATTERY, SEALED LEAD ACID, 12V, 18AH, NUT & BOLT | 29.09
2024-08-09 | IM-R-0785-100-310 | Stryker Prime Series ? | 7.14
2024-08-09 | IM-R-0785-110-320 | Stryker Prime Series End Weldment F/E 30 in | 7.14
2024-08-09 | IM-R-1008-011-020 | Stryker Prime Series ECL, Weld SR Tube PR | 40.5
2024-08-09 | IM-R-1008-011-030 | Stryker Prime Series ECL, Weld SR Tube PL | 40.5
2024-08-09 | IM-R-1105-010-347 | Stryker Prime Series Support Tube, F/E | 6.05
2024-08-09 | IM-R-1105-012-305 | Stryker Prime Series 30'' Fowler Weldment | 22.02
2024-08-09 | IM-R-1105-013-310 | Stryker Prime Series Seat Section 30in | 17.03
2024-08-09 | IM-R-1105-013-625 | Stryker Prime Series Seat Weldment 26 in | 17.03
2024-08-09 | IM-R-1105-014-310 | Stryker Prime Series Thigh Section Assy 30in | 9.14
2024-08-09 | IM-R-1105-045-311 | Stryker Prime Series Slider Board Tray 30 in | 16.14
2024-08-09 | IM-R-1105-060-091 | Stryker Prime Series Fowler Tray | 26.24
2024-08-09 | IM-R-1105-060-310 | Stryker Prime Series 30in Frame Tie Weldment | 6.01
2024-03-28 | INSTAPAK-A-15BT | Instapak ''A'' Chemical 15 Gallon (155lbs) | 768.35
2024-03-28 | INSTAPAK-B-15BT | Instapak ''B'' Chemical 15 Gallon (130lbs) | 657.43
2024-06-05 | JACK SCREW | 7241 Jack Screw 4-40 .375L Keystone | 0.33
2020-03-30 | JOHNSON LEVEL | CALIBRATION (ID#17050-16)SERIAL#CP99320 | 39.25
2021-05-13 | JOHNSON LEVEL & TOOL | Calibration | 39
2024-09-06 | K010-0408X100 | 294584, OD .500 X ID .250, .128 Wall Thickness, 100' | 0.56
2020-11-30 | KA2064HS | Stryker White Touch Up Paint | 36.56
2024-05-01 | KA-270HS | Light Neutral paint ''High Solid'' - 5 gallon bucket | 33.46
2021-12-15 | KA-646HS | Medical Grey Paint High Solid - 5 gallon bucket | 52.18
2021-05-26 | KA7107836 | Grey Primer | 31.3
2019-09-19 | LALVCTUBE | K010-0812-100, Vinyl Tubing, .750 OD X .500 ID X .125 Wall, 100' Roll (Item#294591) VersaCare LAL | 0.56
2021-03-01 | LB002 | BLANKOUT LABEL SMALL 2 1/2 X 3 1/8'' | 0.74
2020-05-07 | LB020 | PUSH *LABEL-BLACK" | 0.08
2020-05-19 | LB048L | ADVANCE HEAD/KNEE LEFT (3839306) | 4.73
2020-05-19 | LB048R | ADVANCE HEAD/KNEE RIGHT (3835406 ) | 4.73
2020-10-09 | LB051L | ADVANCE D,E,F VERSIONS HILO/HEAD LEFT | 1.74
2020-10-09 | LB051R | ADVANCE D,E,F VERSIONS HILO/HEAD RIGHT | 1.74
2021-02-11 | LB090 | WARNING/CAUTION LABEL (1'' X 8.171'') (CENTURY, CENTRA, ADVANCE, & ADVANTA) | 0.85267
2019-06-18 | LB112 | TOTALCARE TWO BUTTON BLANK - 49451 | 1.1692
2023-07-20 | LB141217 | CAREASSIST CG CONTROLS,RH,BF,BATT 141217 | 29.32
2024-03-04 | LB141219 | CAREASSIST CG CONTROLS,RH.BF,COMM, 141219 | 35
2019-10-17 | LB141280 | CAREASSIST CG CONTROLS,LH,BF,COMM,BE,BATT141280 | 31.22
2023-07-20 | LB141281 | CAREASSIST CG CONTROLS,LH,BF,BATT141281 | 33
2024-03-04 | LB141283 | CAREASSIST CG CONTROLS,LH,BF,COMM,BATT | 32.6
2019-06-12 | LB141283 | CAREASSIST CG CONTROLS,LH,BF,COMM,BATT141283 | 31.22
2024-05-23 | LB143 | 6980601 Pendant, Nurse Call, Ent/Lighting | 4.165
2024-10-02 | LB144 | 69806-02 Pendant Label, W/O N.E.L. | 4.7
2021-06-10 | LB146 | 64548 Advanta S/R Blank Label | 1.86
2024-06-24 | LB155460 | CG CONTROLS,RH, BASE FD (Nurse) | 33
2024-06-24 | LB155461 | CG CONTROLS,LH,BASE FD (Nurse) | 33
2019-09-12 | LB156 | Light Neutral Head/Footboard Blank hole cover 2X3.5625 Rectangle with .250 C. Radius | 0.51
2020-08-03 | LB162 | Oil Label used in all Hill-Rom hydraulic bed | 0.388
2024-07-26 | LB172 | VERSACARE S/R Scale Label W/PPM, Scale & No Air (3.0625 X 7.5625 Rect. W/.5625 Radius) (70876-02) | 10.496
2024-04-01 | LB175 | Advanta Label, Head Elevation RH, (6343002) | 3.382
2024-04-01 | LB176 | Advanta Label, Head Elevation LH, (6343001) | 3.382
2022-07-12 | LB181 | Advanta Logo Label, RH, (6505002 ) | 4.971
2020-10-14 | LB182 | Advanta Logo Label, LH, (6505001) | 2.5695
2020-08-31 | LB183 | Advanta Label/Adhesive & .050 Backer, Caregiver With Nurse Call RH (6350001) | 12.092
2019-11-21 | LB183BACK | Back Spacer with Adhesive for labels, LB183, LB184, LB187 and LB188 | 2
2021-09-27 | LB184 | Advanta Label/Adhesive & .050 Backer, Caregiver With Nurse Call LH (6350101) | 15.9826
2024-08-30 | LB185 | Advanta -B Label/Adhesive, Bed Exit LH Siderail (67271) | 8.17
2020-11-10 | LB185 | Label/Adhesive, Bed Exit LH Siderail (Advanta -B) 67271 | 12.092
2020-06-04 | LB185BACK | LB185 Spacer with Adhesive | 1.7433
2021-07-07 | LB187 | Label/Adhesive & .050 Backer, Caregiver With Out Nurse Call RH (Advanta) | 14.6104
2021-06-22 | LB188 | Label/Adhesive & .050 Backer, Caregiver With Out Nurse Call LH (Advanta) | 14.6104
2024-08-05 | LB197 | Tamper Proof Void Label, (N) Used only for New Inventory | 0.124
2024-04-04 | LB198 | Tamper Proof Void Label, (R) Used only for Refurbished Inventory | 0.05667
2021-06-22 | LB199 | Versacare Pendant Label, ''Refresh'' | 4.936
2020-06-15 | LB202 | Advanta Decal Label for the Footboard Nurse Panel Lid (HR#65069) | 1.612
2020-07-27 | LB203 | Advanta Label Scale Instruction, Footboard Nurse Panel Lid (HR#63493) | 1.66
2024-03-21 | LB204 | Advanta LABEL, BED CONTROL, LH (HR#6343102) | 7.08
2024-03-21 | LB205 | Advanta LABEL, BED CONTROL, RH (HR#6343101) | 7.08
2024-10-02 | LB210 | CareAssist Pendant Label, NEL | 4.7
2021-04-30 | LB211 | Advanta Footboard Label, Control (beds without scales and without air surfaces) (HR#6342901) Est#36625 | 5.8567
2021-08-05 | LB213 | Advanta Trendelenburg Indicator Label, no air (beds without air surfaces) (HR#6342801) | 7.58
2020-10-21 | LB216 | CareAssist Scale POD Overlay | 15.35
2023-12-20 | LB216 | CareAssist Scale POD Overlay 135729 | 15.84
2024-09-04 | LB216 | CareAssist Scale POD Overlay 290817-000A | 15.84
2024-06-17 | LB230 | Label, Siderail, With Nurse Call RH (6982502) - Versa Care | 7.81
2020-04-01 | LB230 | Label, Siderail, With Nurse Call RH (6982502) - Versa Care- Combo run with LB231 | 6.846
2024-06-17 | LB231 | Label, Siderail With Nurse Call LH 6982501 | 7.81
2020-04-01 | LB231 | Label, Siderail With Nurse Call LH 6982501- combo run with LB230 | 6.846
2024-08-21 | LB232 | Label, Siderail Without Nurse Call RH (69826-02) - Versa Care | 7.81
2024-08-21 | LB233 | Label, Siderail Without Nurse Call LH (69826-01) - Versa Care | 7.81
2020-08-13 | LB234 | Label, Siderail With Nurse Call RH (149518-02) | 12.072
2022-01-31 | LB234 | Label, Siderail With Nurse Call RH (149518-02) with BOOST FUNCTION | 13.068
2020-08-13 | LB235 | Label, Siderail With Nurse Call LH (149518-01) | 12.072
2022-01-31 | LB235 | Label, Siderail With Nurse Call LH (149518-01) with BOOST | 13.068
2024-07-26 | LB238 | VERSACARE Label, Siderail Warning - (70825104 G and Newer Models) | 1.762
2024-02-16 | LB239 | *NO longer offering* Label, Head Elevation RH (70816-02) | 3.34
2022-06-22 | LB239 | Label, Head Elevation RH (70816-02) | 3.34
2023-03-28 | LB240 | Label, Head Elevation LH (70816-01) | 1.95
2021-04-30 | LB250 | VersaCare LABEL TREND (HR#69814) (Est#42261) | 1.21
2021-02-17 | LB256 | Transfer Master Box Label Group, (Includes one of the following labels) - Caution Label Trilingual, Input Power Label and Pendant Label (Transfer Master Box) | 2.24
2020-11-09 | LB266 | Blue Cover Label, Nurse Button (3 bumps) | 0.276
2019-03-13 | LB274 | Bridge Rectifier Label, used on Power Supply PC Board (Versacare 70786S) | 1.785
2023-02-09 | LB284 | VersaCare Siderail Logo ''VersaCare Series'' Label | 1.524
2022-11-30 | LB300 | LABEL, IV POLE WARNING, 1.5 X 2 (ESTIMATE #56200)(HR#128815) | 2.18
2024-08-05 | LB301 | Tamper Proof ''K'' Silver Label (For VC K Version Parts) | 0.11
2022-09-05 | LB309 | Label, Relay Cover, 300LSE Adhesive | 1.46
2023-10-03 | LB309 | Label, Relay Cover, 300LSE Adhesive, Per approved Graphic design | 1.46
2020-04-01 | LB312 | LABEL, WARNING PINCH POINT, VERSACARE FOOT SECTION (Est#56770) | 2.47
2024-07-24 | LB336 | IN TOUCH Right Head Nurse/Brake Outside label- QDF27-0906 | 15.164
2024-07-24 | LB337 | IN TOUCH Left Head Nurse/Brake Outside label- QDF27-0907 | 15.164
2024-07-24 | LB338 | IN TOUCH Right Foot Label- QDF27-2030 | 37.59
2024-07-24 | LB339 | IN TOUCH Left Foot Label- QDF27-2031 | 37.59
2020-12-20 | LB340 | Careassist foot elevation | 1.928
2020-12-20 | LB341 | Careassist label kit | 2.112
2020-12-20 | LB342 | Careassist head elevation (72820 and 72821) RH AND LH | 3.252
2024-08-30 | LB342L | CareAssist- Label, Head Angle Indicator, LH | 5.78
2024-08-30 | LB342R | CareAssist - Label, Head Angle Indicator, RH | 5.78
2024-02-08 | LB343 | Stryker S3 Foot Siderail label kit. | 13.8
2024-07-24 | LB346 | IN TOUCH RIGHT HEAD NURSE CONTROL FASCIA (QDF27-2237) | 15.08
2024-09-26 | LB347 | IN TOUCH LEFT HEAD NURSE CONTROL FASCIA | 18.69
2024-07-24 | LB347 | IN TOUCH LEFT HEAD NURSE CONTROL FASCIA (QDF27-2238) | 15.08
2024-07-24 | LB348 | IN TOUCH RIGHT HEAD END BRAKE CONTROL LABEL (QDF27-2239) | 15.675
2024-07-24 | LB349 | IN TOUCH LEFT HEAD SIDERAIL BRAKE CONTROL LABEL (QDF27-2240) | 15.675
2024-07-23 | LB350 | STRYKER IN TOUCH ZOOM HANDLE LABEL- (OEM# QE71-1372) | 1.136
2024-09-04 | LB351 | Manual Backup Only Label-Stryker In Touch (OEM QE71-0947-ENG) | 0.8
2024-09-04 | LB352 | Yellow Warning Label-Stryker In Touch (OEM QE71-1248-ENG) | 0.892
2024-08-14 | LB360 | Versacare Footboard Hill-Rom Logo Label | 3.888
2024-07-26 | LB400L | Advanta 2 Head Angle Label LH (OEM 155979) | 2.191
2024-07-26 | LB400R | ADVANTA 2 HEAD ANGLE RH- (OEM 155980) | 2.191
2024-07-26 | LB401 | ADVANTA 2 CPR LABEL | 0.297
2024-07-26 | LB402L | ADVANTA 2 CARE GRIP LABEL LH (OEM 155983) | 2.752
2024-07-26 | LB402R | ADVANTA 2 CARE GRIP LABEL RH (OEM 155984) | 2.752
2024-07-26 | LB403 | ADVANTA 2 SPEAKER SCREW COVER CIRCLE LABEL | 1.042
2024-07-26 | LB404 | ADVANTA 2 LARGE CIRCLE BLANK LABEL | 1.066
2024-08-14 | LB534 | STRYKER S3 110V OUTLET BELOW LABEL FOOT END (OEM 3006-320-620) | 2.424
2020-12-20 | LBC338 | Stryker S3 inner label RH-COPPER | 26.79
2020-12-20 | LBC339 | Stryker S3 inner label LH-COPPER | 26.79
2019-01-03 | LCT AM COPPER/NICKEL | Antimicrobial Metals- AM Copper Nickel | 35
2021-07-07 | LHL 750C 01 | LHL 750C 01 Black Powder Coated Spring, 1''Length OD.710 ID.750 | 2.68
2024-02-07 | LHL750C01 | SPRING LHL750C01 1'' Black Powder Coated | 3.12
2020-10-09 | LIDS/NO VIBRATION | TransferMaster Control Box Lids | 2.25
2020-11-19 | LM1600F-MO | Advanta Footboard Laminate Med. Oak (WilsonArt 7209-60 Nepal Teak)(5M) | 3.36
2021-06-16 | LM1600F-OW | Advanta Footboard Laminate - OFF WHITE (WilsonArt #1500-60 (5M) | 3.1
2020-11-19 | LM1600H-MO | Advanta Headboard Laminate Med. Oak (WilsonArt 7209-60 Nepal Teak)(5M) | 3.36
2019-04-16 | LM1900F-OW | Total Care Footboard Laminate Off White (WilsonArt #1500-60 Grey)(5M) | 6.02
2019-10-21 | LM1900HNS-OW | Total Care Headboard New Style Laminate Off White (WilsonArt #1500-60 Grey) (5M) | 14.84
2019-02-22 | LM3002F-MM | Secure II Footboard Laminate- Monticello Maple | 2.34
2021-03-01 | LM835-DW | 720/820/835 HEAD/FOOT BOARD LAMINATE-DARK WALNUT(5M) | 15
2019-07-29 | LM835F-SANJORGE | 835 HEAD/FOOTBOARD 32.75''X8'', With HospitalClinicaSanJorge Logo (Est#72017) | 76.4
2020-04-30 | LM835-LO | 720/820/835 HEAD/FOOT BOARD LAMINATE - LIGHT OAK(5M) | 14.55
2020-05-12 | LM835-MO | 720/820/835 HEAD/FOOT BOARD LAMINATE-MEDIUM OAK (WilsonArt #7209-60 Nepal Teak)(5M) | 14.97
2021-01-20 | LM835-OW | 720/820/835 HEAD/FOOT BOARD LAMINATE, OFF WHITE (WilsonArt#1500-60 Grey)(5M) | 14.64
2020-06-11 | LTL-1CHAE | lLTL-1CHAE LITE-ON Waterclear Amber 3mm LED | 0.11
2020-06-05 | LTL4VMWSDS-A | 4mm LED-YELLOW | 0.129
2020-05-07 | M0445107S | Versacare Upper Control Board PN 155608 (board nonconfigured ID only)Configuration Model features HAS PPM BED EXIT AND HAS SCALE (NO AIR SYSTEM CONFIGURATION) | 422.49
2020-08-27 | M33900017 | Spray wand middle for Aqua Therm | 221.52
2020-08-27 | M33900018 | Spray wand top/bottom for Aqua Therm | 216
2020-08-25 | MAIL DELIVERY | Delivered by mail | 4.99
2019-10-17 | MAN337 | Excel Care Manual | 37.32
2019-09-10 | MAYO STAND | Stainless Steel Mayo Stand | 25
2020-08-26 | MICMK296-L | Midnight Black Nitrile Gloves-Large | 17.05
2021-01-20 | MICMK296-M | BLACK NITRILE-MEDIUM | 29.56
2020-10-20 | MICMK296-M | MIDNIGHT BLACK NITRILE-MEDIUM | 10.59
2020-10-20 | MICMK296-XL | MIDNIGHT BLACK NITRILE-XL | 10.59
2021-01-21 | MICRON STRAINER | Prospector 200 micron Strainer, Kit of 20 | 94.62
2021-09-09 | MISC | TQW 0500 12.67
2023-07-25 | MISC | (1) grey SN label made with following info: grey SN label (SN: 26314004874, DOM: 12/04/2008, Model: EASYCARE 2003DC) | 43
2023-05-22 | MISC | (1) grey SN label made with following info: SN B684DC-B784, DOM: 07/23/08, MODEL #: EASYCARE 2003DC** | 43
2023-06-08 | MISC | (1) grey SN label made with following info:MODEL# EZCRBEDSN 175260060006768551DOM: 05/01/2011 | 43
2019-11-11 | MISC | 1 Square Metal (per foot) | 3
2022-01-14 | MISC | 1'' Square Metal (per ft) | 4.75
2022-06-30 | MISC | 2 MEN 2 HOURS JULY 31ST 10AM (ADVENT HEALTH 1000 WATERMAN WAY TAVARES, FL 32778) | 154
2024-07-25 | MISC | 3 Aluminum Stretcher Handrails w/ 1 Knob | 400
2022-12-02 | MISC | 3 each - TIW 0161, TIW 0433, TQW 0223 | 3.8
2020-10-22 | MISC | 3 each -TIW 0153, TIW 0402, TIW 0501 | 3.8
2020-01-29 | MISC | 3 each TIW 0473 and TIW 0350 Posey Bed | 3.8
2020-12-22 | MISC | 3 each TIW 0540, TQW 0433 | 3.8
2021-11-05 | MISC | 3 each TIW 0658, TIW 0593, TIW 0336 | 3.8
2022-02-16 | MISC | 3/4'' Round Metal (OBTS) | 2.4
2020-06-18 | MISC | 3/4'' Round Metal (per foot) | 1.25
2022-07-13 | MISC | 3/4'' ROUND METAL (PER FOOT) (OBTS) | 2.4
2023-12-15 | MISC | 3/4'' Round Metal per foot (10 ft sections) (OBTS) | 2
2020-11-03 | MISC | 3/8-16 (0.27-.150) Steel Large Flange Knurled Body Rivet Nut Zinc Yellow CR+3 (Posey Bed) | 0.94
2020-06-16 | MISC | 5/8'' Square Steel 24'' Long (Rail Bar for Tightening) | 27.5
2019-10-23 | MISC | 850 laminates repurposed to LM1100 off white | 3.36
2019-05-09 | MISC | Advance Head rails | 7.54
2020-05-29 | MISC | Application- LMOBTT-COPPER Big Skins COPPERProduct Size- 14.063 X 32.75 Rectangle with 0.25 C. Radius | 200
2019-12-11 | MISC | Assemble Physc rail inserts | 100
2020-12-22 | MISC | Battery Charger w/ cord | 54.99
2024-06-11 | MISC | BETTER PACKTAPE DISPENSER 555ES S/N 77232 (LABOR, BRUSH ASSY, WATER BOTTLE, BOTTLE CAP, TOP HEATER, FEEDWHEEL) | 454.14
2020-08-18 | MISC | Bin of Miscellaneous Nuts, Bolts, Etc. ($100 minimum up to 150#) | 100
2020-12-15 | MISC | Bronze Bearing 0.3130 x 0.4300x0.1800 SAE 841 (Posey Beds) | 0.23
2020-11-07 | MISC | Buyers Premium | 12112.5
2021-02-03 | MISC | Crosscut Teflon Tape | 11.58
2019-12-20 | MISC | DELRIN GUIDES | 2
2021-07-19 | MISC | Disposable Mask (50 per box) | 14.95
2022-04-07 | MISC | Drill holes in PN 5100 | 15
2020-08-05 | MISC | Excess Plastic Raw Material | 6974.76
2024-06-27 | MISC | General 8 Inch Tire Sample-Black | 26.4
2020-08-17 | MISC | Generator Box Mounting Bracket- Black (Lot of 12) | 100
2023-02-13 | MISC | GREY SN label (only need 1 label) SN DOM: 9/15/2008 model #: EASYCARE 2003DC SN 7565006174 | 43
2019-10-08 | MISC | HEAD RAIL WIRE COVER | 0.97
2019-03-05 | MISC | Head/Foot Rails | 7.54
2019-04-05 | MISC | HRA 0121, Posey Bed | 4.23
2022-11-21 | MISC | INVACARE CONTINUING CARE INCModel No. SC900DLWX-POS120v 60 1Ph 305 AMPSSN 21K009035 | 12.67
2019-03-25 | MISC | Laminate Wilson Art Beige 1530-60 7-Small and 7 large - Irregular Shape - Quote # 71506 | 34.5
2021-06-21 | MISC | Materials | 281.09
2020-03-30 | MISC | Miscellaneous | 601.47
2019-07-31 | MISC | Miscellaneous Advanta Head Rails | 7.54
2019-06-19 | MISC | Miscellaneous NUTS, BOLTS, WASHERS, ETC. | 0.5
2019-10-03 | MISC | Miscellaneous- Nuts, Bolts, Washers, etc | 0.5
2019-08-06 | MISC | Miscellaneous- Transtar Brake/Steer Pedal Double | 2
2019-03-13 | MISC | Nut, Bolts misc | 1
2019-06-20 | MISC | Paint Removal Advance Head rails | 6.31
2022-08-26 | MISC | Paint Removal- Advance Foot Rails | 6.95
2020-11-06 | MISC | Paint Removal- Advance Head Rails | 6.95
2022-05-06 | MISC | Paint Removal- Advanta Head Rails | 6.95
2020-12-01 | MISC | Paint Removal- Head Rail Wire Covers | 0.97
2021-02-01 | MISC | Paint Removal- Rail Release Arms (39421PL) | 0.97
2021-04-27 | MISC | Paint Removal- Rail Release Arms (394241PL) | 0.97
2022-01-25 | MISC | Paint Removal- Slide Brackets | 2.55
2020-12-08 | MISC | Paint Removal- Totalcare Roller Bumper Brackets | 0.97
2021-03-16 | MISC | Paint Removal- Versacare Foot Sections | 4.95
2020-05-19 | MISC | Paint Removal- Versacare Rail Mounting Bracket | 0.97
2021-07-21 | MISC | Paint Removal-Advanta Foot Rails | 6.95
2019-07-01 | MISC | PAINT REMOVAL-TRANSTAR BRAKE PEDALS | 0.97
2020-09-23 | MISC | Parallel Upgradeable Head Rails | 6.95
2024-04-03 | MISC | PER SER OF 1 PLATE(S) | 50
2024-04-03 | MISC | PER SET OF 1 PLATE(S) | 50
2020-09-18 | MISC | Plastic Inserts for the ''Psych'' Rails (12pcs = 1 Set) | 17.04
2024-08-01 | MISC | Posey Bed TIW 0625 | 7.1666
2024-06-06 | MISC | POSEY LABEL TIW 0408, TIW 0345, TIW 0161 | 2.5
2021-03-15 | MISC | Posey Legs (Steel Square Tubes) Adapter Bracket MOD | 7
2022-06-07 | MISC | Posey Legs- (Steel Square Tubes) Adapter Bracket Mod | 7.5
2023-06-07 | MISC | Posey Legs- Steel Square Tubes | 12.5
2023-06-01 | MISC | Posey Legs- Steel Square Tubes (Adapter Bracket Mod) | 12.5
2020-05-07 | MISC | Posey Legs- Steel Square Tubes- Adapter Bracket Mod | 7
2020-04-15 | MISC | POSEY TIW 0609 | 3.8
2020-05-04 | MISC | POSEY TIW 0696 | 3.8
2020-06-25 | MISC | POSEY TIX 0431 | 3.8
2020-06-08 | MISC | POSEY TQW 0171 | 3.8
2020-09-28 | MISC | Powder Coat Black- Slide Brackets | 2.5
2020-11-12 | MISC | Powder Coat Black- Trailer Hitch Extension | 5
2020-11-17 | MISC | Powder Coat- Advance Head Rails | 7.54
2020-12-09 | MISC | Powder Coat- BTAG0036 HI LO TOWER SUPPORT BAR | 2
2020-05-19 | MISC | Powder Coat- Parallel Head Rails | 7.54
2020-09-29 | MISC | Powder Coat- Parallel Upgradeable Head Railsq | 7.54
2019-11-12 | MISC | Powder Coat- Seat Pans | 3
2021-08-13 | MISC | Powder Coat- Slide Brackets (Black) | 2.5
2020-12-17 | MISC | Powder Coat- Totalcare Roller Bumper Bracket | 2
2020-06-12 | MISC | Powder Coat- Transtar Brake/Steer Pedal Double | 2
2021-03-23 | MISC | Powder Coat- Versacare Foot Section | 9
2020-02-13 | MISC | Powder Coat- Versacare Foot Sections | 9
2019-09-27 | MISC | Powder Coat-Versacare Foot Sections | 9
2019-04-15 | MISC | Prevented Maintenance on the 4 QR370 Air Compressors and inspect the 4 Air Dryers, Preformed related task on check list. | 1564.82
2019-05-24 | MISC | Qoute #19325, Annual Service/Calibration of Scales, Uline H-1117, Pelouze 012004, Uline H-1117, Fairbanks 073470500016, CNCELL FLSCALE | 249
2021-05-18 | MISC | Qoute #20312, Annual Service/Calibration of Scales, Regular 365-day ISO/IEC 17025 inspection of scales. Cleaned, tested and calibratedas needed | 80
2020-12-08 | MISC | Rail Release Arms | 0.35
2021-04-30 | MISC | Rail Release Arms (39421PL) | 0.35
2021-02-05 | MISC | Rail Release Arms- (39421PL) | 0.35
2024-08-07 | MISC | Rhythm Multi QRG Barcode 2''x2.4375'' | 0.512
2022-02-01 | MISC | Sampling, Initial Setup, & Mold Maintenance | 500
2022-03-16 | MISC | Sampling, Setup, Mold Maintenance Fee | 500
2019-07-22 | MISC | SEAT PANS- POWDER COAT | 4
2020-10-12 | MISC | Secure II | 185
2021-05-26 | MISC | Serial Number Label- Model # EZCRBED DOM 4/27/2010 SN 263140006698 | 14.33
2020-06-10 | MISC | SHIPPING COST- QUOTED FREIGHT | 20
2019-08-21 | MISC | SLIDE BRACKET (BLACK) | 2.5
2022-12-21 | MISC | SN 263140006293DOM 09/27/2009MODEL# EZCRBED | 3.8
2024-07-23 | MISC | Stainless Steel Shelves-Includes 8 clips | 160
2019-04-04 | MISC | Steel Square Tubes - drill 11/16 dia thru 1-wall onlyTubes supplied by Bed Techs | 10
2021-03-18 | MISC | STRYKER S3 550LB / 227KG LABEL | 5.1
2019-01-30 | MISC | Stryker Secure 3 - parts bed | 200
2021-03-08 | MISC | Stryker Stretchers | 50
2019-02-26 | MISC | TIW #0191, Posey Bed | 3.8
2019-02-15 | MISC | TIW #0683, Posey Bed | 3.8
2020-11-03 | MISC | TIW 0116 | 3.8
2019-06-18 | MISC | TIW 0132 Posey Bed | 4.23
2021-08-02 | MISC | TIW 0136 | 3.8
2019-11-08 | MISC | TIW 0155, Posey Bed | 3.8
2023-04-25 | MISC | TIW 0166 | 6.34
2021-01-08 | MISC | TIW 0183 | 4.24
2019-12-30 | MISC | TIW 0212 Posey Bed | 3.8
2019-04-30 | MISC | TIW 0226, Posey Bed | 4.23
2022-08-03 | MISC | TIW 0279 | 3.8
2024-04-03 | MISC | TIW 0326 | 7.166
2020-09-08 | MISC | TIW 0333 | 3.8
2019-03-20 | MISC | TIW 0359, Posey Bed | 4.23
2022-06-27 | MISC | TIW 0415 | 3.8
2020-09-17 | MISC | TIW 0443 | 3.8
2022-01-13 | MISC | TIW 0463 | 4.25
2022-02-23 | MISC | TIW 0465 | 3.8
2023-12-22 | MISC | TIW 0468, TIW 0292 | 3.8
2020-03-27 | MISC | TIW 0476 | 3.8
2021-07-06 | MISC | TIW 0480 | 3.8
2019-01-22 | MISC | TIW 0516 | 4.24
2022-06-15 | MISC | TIW 0529 | 3.8
2020-07-29 | MISC | TIW 0546 | 3.8
2020-08-12 | MISC | TIW 0632 | 4.24
2019-12-31 | MISC | TIW 0635 Posey Bed | 3.8
2019-08-16 | MISC | TIW 0642 Posey Bed | 4.23
2021-04-01 | MISC | TIW 0653 | 3.8
2020-07-05 | MISC | TIW 0665 | 3.8
2021-04-20 | MISC | TIW 0682 | 3.8
2021-05-18 | MISC | TIW 0698 | 3.8
2021-12-08 | MISC | TIW 0729 | 3.8
2020-12-01 | MISC | TIW-0634 | 3.8
2021-10-20 | MISC | TIX 0186 | 3.8
2019-03-08 | MISC | Tooling and 5 samples-Membrane, CA, LB141219, RH, BF, COMM | 769
2020-03-06 | MISC | TQW 0142 Posey Bed | 3.8
2022-05-06 | MISC | TQW 0226 | 3.8
2019-09-25 | MISC | TQW 0226 Posey Bed | 3.8
2019-09-05 | MISC | TQW 0242 Posey Bed | 3.8
2022-10-20 | MISC | TQW 0304 | 6.34
2019-04-05 | MISC | TQW 0349, Posey Bed | 3.8
2024-06-24 | MISC | TQW 0378 | 2.5
2021-02-05 | MISC | TQW 0419 | 3.8
2024-09-27 | MISC | TQW 0495 | 3.583
2023-10-17 | MISC | TQW 0575, TQW 0360 | 3.8
2022-11-14 | MISC | TQW 0675 | 3.8
2021-02-11 | MISC | Versacare Headboard Bracket (for use with 835 boards) | 5
2020-09-23 | MISC | Versacare Psych Bed Headboard Bracket (1 1/2" x 3/4" tube) | 70
2019-12-04 | MISC | Versacare Psych Bed Headboard Bracket (Instead of 3/4'' X 1'' tube it will be3/4'' X 1 1/2'' tube) | 70
2020-06-10 | MISC | Versacare Psych Bed Headboard Bracket (Instead of 3/4''x1'' tube it will be 3/4'' x 1 1/2'' tube) | 70
2020-05-27 | MISC | VERSACARE RAIL MOUNTING BRACKETS | 1.25
2021-02-17 | MISC | Vinyl Powder Free Gloves 10/100 per case Medium | 98
2023-12-05 | MISC | Yellow Arrow + 3006-088-820 labels | 4.6
2019-07-15 | MISC PARTS | Clear anodize rear panels 15 small, 15 large | 28.7
2022-05-19 | MISC. | Shipping and Taxes | 42.61
2019-07-19 | MISC/TOOLING CHARGE | Tooling | 500
2022-02-16 | MISC1 | 1'' Square Metal (OBTS) | 4.7
2020-04-10 | MISC1 | 1'' Square Metal (per foot) | 3
2022-07-13 | MISC1 | 1'' SQUARE METAL (PER FOOT) (OBTS) | 4.75
2022-12-02 | MISC1 | 3 each - TIW 0533, TIW 0349, TIW 0520 | 3.8
2020-10-22 | MISC1 | 3 each - TIW 0235, TIW 0469, TIW 0544 | 3.8
2023-06-08 | MISC1 | 3 each - TQW 0213,TQW 0340 | 3.8
2020-07-05 | MISC1 | 3 each of TIW 0173, HRA 0121, HRA 0135 | 3.8
2022-12-21 | MISC1 | 3 each TIW 0156, 3 each SN B684DCB784 DOM: 09/19/2008 MODEL # EZCRBED (SILVER LABEL) | 3.8
2021-08-02 | MISC1 | 3 Each TIW 0680, TIW 0641, TIW 0423 | 3.8
2019-12-30 | MISC1 | 3 each, TIW 0603, TIW 0556, TIW 0293 Posey Bed | 3.8
2022-06-15 | MISC1 | 3 each---TQW 0359, TIW 0309 | 3.8
2022-01-14 | MISC1 | 3/4'' Round Metal (per ft) | 2.4
2019-05-09 | MISC1 | Advance Foot Rails | 7.54
2019-04-04 | MISC1 | Foot Pedal Adapter - Ream .502 both endsAdapterssupplied by Becd Techs | 1
2021-02-05 | MISC1 | Head Rail Wire Covers | 0.5
2019-04-05 | MISC1 | HRA 0104, Posey Bed | 4.23
2021-06-21 | MISC1 | Labor, | 375
2019-04-15 | MISC1 | Labor, Prevented Maintenance | 720
2019-10-17 | MISC1 | Labor,- PM Service | 720
2019-07-31 | MISC1 | Miscellaneous Advance Head Rails | 7.54
2019-07-16 | MISC1 | MOTOR PANS | 4.95
2019-07-22 | MISC1 | MOTOR PANS- POWDER COAT | 3
2019-06-20 | MISC1 | Paint Removal Advance Foot Rails | 6.31
2022-05-06 | MISC1 | Paint Removal- Advanta Foot Rails | 6.95
2021-02-01 | MISC1 | Paint Removal- Head Rail Wire Cover | 0.97
2020-06-03 | MISC1 | Paint Removal- Motor Pans | 4.95
2020-06-17 | MISC1 | Paint Removal- Rail Release Arm (39421PL) | 0.97
2020-05-19 | MISC1 | Paint Removal- Transtar Brake Pedals | 0.97
2020-04-14 | MISC1 | Paint Removal- Versacare Head Sections | 4.95
2021-07-21 | MISC1 | Paint Removal-Advanta Head Rails | 6.95
2024-08-01 | MISC1 | Posey Bed TIW 0329 | 7.1666
2024-06-06 | MISC1 | POSEY LABEL TIW 0156, TIW 0183, TIW 0463 | 2.5
2019-12-20 | MISC1 | POSEY LEGS- STEEL SQUARE TUBES (ADAPTER BRACKET MODIFICATION) | 7
2020-06-08 | MISC1 | POSEY TIW 0160 | 3.8
2020-05-04 | MISC1 | POSEY TIW 0351 | 3.8
2020-04-15 | MISC1 | POSEY TIW 0579 | 3.8
2020-06-25 | MISC1 | POSEY TQW 0512 | 3.8
2021-08-13 | MISC1 | Powder Coat- Advanta Foot Rails | 7.54
2019-04-12 | MISC1 | Seat Pan | 0.97
2021-05-26 | MISC1 | Serial Number Label- Model # EZCRBED DOM 10/06/2010 SN 2010091403 | 14.33
2024-06-11 | MISC1 | SIGNODE VT-13 S/N 425450 (LABOR, BRACKET) | 332.15
2019-03-05 | MISC1 | Slide Bracket | 2.5
2019-02-26 | MISC1 | SN: 082007DOM: 10/10/2008Model#: EZCRBED | 3.8
2023-12-05 | MISC1 | Stryker Stripe Foot Rail label sets (4 labels) | 14
2023-12-22 | MISC1 | TIW 0102, TIW 0209, TIW 0417 | 3.8
2019-01-10 | MISC1 | TIW 0129 | 4.23
2021-01-08 | MISC1 | TIW 0144 | 4.24
2022-08-03 | MISC1 | TIW 0174 | 3.8
2019-06-18 | MISC1 | TIW 0175, Posey Bed | 4.23
2021-12-08 | MISC1 | TIW 0182 | 3.8
2024-04-03 | MISC1 | TIW 0225 | 7.166
2020-11-03 | MISC1 | TIW 0232 | 3.8
2020-07-29 | MISC1 | TIW 0236 | 3.8
2019-04-30 | MISC1 | TIW 0296, Posey Bed | 4.23
2023-07-25 | MISC1 | TIW 0311, | 3.8
2020-12-01 | MISC1 | TIW 0316 | 3.8
2023-02-13 | MISC1 | TIW 0395 | 3.8
2020-09-08 | MISC1 | TIW 0426 | 3.8
2020-01-29 | MISC1 | TIW 0453, Posey Bed | 3.8
2022-01-13 | MISC1 | TIW 0486 | 4.25
2020-09-17 | MISC1 | TIW 0515 | 3.8
2019-04-05 | MISC1 | TIW 0563, Posey Bed | 3.8
2019-08-16 | MISC1 | TIW 0580, Posey Bed | 4.23
2021-04-01 | MISC1 | TIW 0610 | 3.8
2019-12-31 | MISC1 | TIW 0631, Posey Bed | 3.8
2019-03-20 | MISC1 | TIW 0651, Posey Bed | 4.23
2020-03-27 | MISC1 | TIW 0656 | 3.8
2023-05-22 | MISC1 | TIW 0675 | 3.8
2022-10-20 | MISC1 | TIW 0680 | 6.34
2022-02-23 | MISC1 | TIX 0388 | 3.8
2019-03-08 | MISC1 | Tooling and 5 Samples-Membrane, CA, LB141283, LH, BF, BAT, COMM | 769
2019-02-15 | MISC1 | TQW #0670, Posey Bed | 3.8
2019-01-22 | MISC1 | TQW 0127 | 4.24
2023-10-17 | MISC1 | TQW 0134 | 3.8
2021-05-18 | MISC1 | TQW 0137 | 3.8
2021-10-20 | MISC1 | TQW 0186 | 3.8
2022-05-06 | MISC1 | TQW 0196 | 3.8
2021-02-05 | MISC1 | TQW 0218 | 3.8
2020-12-22 | MISC1 | TQW 0223 | 3.8
2024-06-24 | MISC1 | TQW 0239 | 2.5
2020-03-06 | MISC1 | TQW 0281, Posey Bed | 3.8
2020-08-12 | MISC1 | TQW 0297 | 4.24
2021-11-05 | MISC1 | TQW 0346 | 3.8
2024-09-27 | MISC1 | TQW 0452 | 3.583
2021-04-20 | MISC1 | TQW 0503 | 3.8
2023-04-25 | MISC1 | TQW 0504 | 6.34
2022-11-14 | MISC1 | TQW 0558 | 3.8
2022-06-27 | MISC1 | TQW 0561 | 3.8
2021-05-18 | MISC1 | Truck Charge | 50
2021-02-11 | MISC1 | Versacare Footboard Bracket (for use with 835 boards) | 5
2021-02-17 | MISC1 | Vinyl Powder Free Gloves 10/100 per case Large | 98
2019-09-05 | MISC1 | ZRU 0133, STRYKER SECURE BED | 3.8
2020-10-22 | MISC2 | 3 each - HRA 0118, HRA 0117, HRA 0136, TIW 0175 | 3.8
2021-10-20 | MISC2 | 3 each-TIW 0334, TQW 0354, TIW 0393 | 3.8
2019-05-09 | MISC2 | Advanta Head Rails | 7.54
2024-06-27 | MISC2 | General 8 Inch Tire Sample-Grey | 25
2020-07-29 | MISC2 | HRA 0105 | 3.8
2020-08-12 | MISC2 | HRA 0118 | 4.24
2020-07-05 | MISC2 | HRA 0133 | 3.8
2023-12-05 | MISC2 | Lage Blue Stripe Head Rail label set (2 labels) | 19.8
2019-06-27 | MISC2 | miscellaneaous Advanta Head Rails | 7.54
2019-07-31 | MISC2 | Miscellaneous Advance Foot Rails | 7.54
2019-06-18 | MISC2 | MODEL# EXCRBEDSN 2008091007DOM 12/04/2008 | 4.23
2019-04-12 | MISC2 | Motor Pan | 6.95
2019-06-20 | MISC2 | Paint Removal - Advanta Head Rails | 6.31
2019-03-22 | MISC2 | Paint Removal - Rail Release Arms (39421PL)- | 0.97
2019-01-24 | MISC2 | Paint Removal - Slide Bracket | 1.75
2021-05-24 | MISC2 | Paint Removal- Advanta Psych Head Rails | 6.95
2020-05-06 | MISC2 | Paint Removal- Parallel Head Rails | 6.95
2020-06-03 | MISC2 | Paint Removal- Seat Pans | 4.95
2020-02-25 | MISC2 | Paint Removal- Versacare Foot Section | 4.95
2019-04-05 | MISC2 | Posey Bracket/Plate | 2.25
2020-04-15 | MISC2 | POSEY TIW 0599 | 3.8
2020-06-08 | MISC2 | POSEY TIW 0608 | 3.8
2020-06-25 | MISC2 | POSEY TQW 0522 | 3.8
2020-05-04 | MISC2 | POSEY, 3 ea TIW 0537, TIW 0209, TIW 0314 | 3.8
2021-05-20 | MISC2 | Powder Coat- Advance Foot Rails | 7.54
2021-08-13 | MISC2 | Powder Coat- Advanta Head Rails | 7.54
2019-12-03 | MISC2 | Powder Coat- Advanta Head/Foot Rails | 7.54
2021-06-07 | MISC2 | Powder Coat- Advanta Psych Head Rails | 7.54
2019-11-12 | MISC2 | Powder Coat- Motor Pans | 3
2020-05-19 | MISC2 | Powder Coat- Transtar Brake/Steer Pedals | 2
2019-03-22 | MISC2 | Rail Release Arms (39421PL)- | 0.35
2019-07-16 | MISC2 | RETRACTING PANS | 4.95
2019-07-22 | MISC2 | RETRACTING PANS- POWDER COAT | 4
2020-03-06 | MISC2 | Serial Number Label - Model# SC900DLXW-POSDOM 01/23/2012SN 11LF048223 | 3.8
2021-05-26 | MISC2 | Serial Number Label- Model # EZCRBED DOM 09/29/2011 SN 6768611 | 14.34
2019-02-15 | MISC2 | TIW #0564, Posey Bed | 3.8
2023-05-22 | MISC2 | TIW 0158, TIW 0147, TIW 0133, TIW 0493, TQW 0119 | 3.8
2019-04-05 | MISC2 | TIW 0182, Posey Bed | 3.8
2022-01-13 | MISC2 | TIW 0191 | 4.2
2021-04-20 | MISC2 | TIW 0196 | 3.8
2020-09-08 | MISC2 | TIW 0201 | 3.8
2022-06-27 | MISC2 | TIW 0306 | 3.8
2019-03-20 | MISC2 | TIW 0345, Posey Bed | 4.23
2019-08-16 | MISC2 | TIW 0358, Posey Bed | 4.23
2021-04-01 | MISC2 | TIW 0367 | 3.8
2022-11-14 | MISC2 | TIW 0373 | 3.8
2019-09-25 | MISC2 | TIW 0422, Posey Bed | 3.8
2023-02-13 | MISC2 | TIW 0431 | 3.8
2023-07-25 | MISC2 | TIW 0433, TIW 0348, TIW 0157 | 3.8
2022-02-23 | MISC2 | TIW 0444, TIW 0214 | 3.8
2020-01-29 | MISC2 | TIW 0464, Posey Bed | 3.8
2019-04-30 | MISC2 | TIW 0481, Posey Bed | 4.23
2019-02-26 | MISC2 | TIW 0530 , Posey Bed | 3.8
2022-06-15 | MISC2 | TIW 0538 | 3.8
2019-09-05 | MISC2 | TIW 0543, Posey Bed | 3.8
2022-12-21 | MISC2 | TIW 0614 | 3.8
2023-12-22 | MISC2 | TIW 0622 | 3.8
2019-12-31 | MISC2 | TIW 0687, Posey Bed | 3.8
2022-05-06 | MISC2 | TIW 0706, | 3.8
2020-12-01 | MISC2 | TIX 0187 | 3.8
2024-09-27 | MISC2 | TQW 0142 | 3.583
2021-05-18 | MISC2 | TQW 0146 | 3.8
2023-10-17 | MISC2 | TQW 0174 | 3.8
2021-12-08 | MISC2 | TQW 0201 | 3.8
2022-08-03 | MISC2 | TQW 0206 | 3.8
2020-03-27 | MISC2 | TQW 0219 | 3.8
2020-09-17 | MISC2 | TQW 0320 | 3.8
2020-12-22 | MISC2 | TQW 0329 | 3.8
2024-06-24 | MISC2 | TQW 0347 | 2.5
2019-04-05 | MISC2 | TQW 0355, Posey Bed | 4.23
2019-11-08 | MISC2 | TQW 0386 , Posey Bed | 3.8
2021-07-06 | MISC2 | TQW 0499 | 3.8
2023-06-08 | MISC2 | TQW 0542 | 3.8
2021-02-05 | MISC2 | TQW 0544 | 3.8
2021-06-21 | MISC2 | Travel | 85
2019-01-22 | MISC2 | ZRI 0382 | 4.24
2021-10-20 | MISC3 | 3 each TQW-0367, TQW-0520 | 3.8
2021-05-18 | MISC3 | 3 each- TIW 0661, TIW 0581 | 3.8
2021-02-17 | MISC3 | Disposable Mask 50 per box- Adult | 14.95
2019-04-22 | MISC3 | Motor Cover | 9
2019-11-06 | MISC3 | Paint Removal- Advanta Head/Foot Rails | 6.95
2021-05-24 | MISC3 | Paint Removal- Advanta Psych Foot Rails | 6.95
2021-05-10 | MISC3 | Paint Removal- Advanta Psych Footboard Bracket | 6.95
2020-06-03 | MISC3 | Paint Removal- Retracting Pans | 4.95
2019-06-20 | MISC3 | Paint Removal- Versa Care Foot Sections | 6.31
2020-06-25 | MISC3 | POSEY TIW 0131 | 3.8
2025-01-01 | MISC3 | POSEY TIW 0528 | 3.8
2020-06-08 | MISC3 | POSEY TIW 0570 | 3.8
2021-06-07 | MISC3 | Powder Coat- Advanta Psych Foot Rails | 7.54
2021-05-20 | MISC3 | Powder Coat- Advanta Psych Footboard Brackets | 8
2019-12-03 | MISC3 | Powder Coat- Rectangular Foot Rails | 7.54
2019-11-12 | MISC3 | Powder Coat- Retracting Pans | 3
2019-07-16 | MISC3 | SEAT PANS | 4.95
2019-02-15 | MISC3 | SN: 6772370691DOM: 07/17/2008Model#: EZCRBED | 3.8
2023-12-05 | MISC3 | Stryker Secure 3 Large Label Set (12x18) | 15.8
2022-05-06 | MISC3 | TIW 0278 | 3.8
2019-09-05 | MISC3 | TIW 0319 Posey Bed | 3.8
2022-08-03 | MISC3 | TIW 0322 | 3.8
2019-09-25 | MISC3 | TIW 0326 Posey Bed | 3.8
2020-07-29 | MISC3 | TIW 0340 | 3.8
2019-11-08 | MISC3 | TIW 0341 Posey Bed | 3.8
2021-04-01 | MISC3 | TIW 0354 | 3.8
2020-01-29 | MISC3 | TIW 0402, Posey Bed | 3.8
2022-12-21 | MISC3 | TIW 0408 | 3.8
2020-09-17 | MISC3 | TIW 0414 | 3.8
2023-07-25 | MISC3 | TIW 0414, TIW 0179 | 3.8
2020-09-08 | MISC3 | TIW 0445 | 3.8
2019-12-31 | MISC3 | TIW 0462, Posey Bed | 3.8
2020-12-22 | MISC3 | TIW 0500 | 3.8
2020-03-27 | MISC3 | TIW 0541 | 3.8
2021-12-08 | MISC3 | TIW 0607 | 3.8
2020-07-05 | MISC3 | TIW 0615 | 3.8
2020-12-01 | MISC3 | TIW 0662 | 3.8
2021-02-05 | MISC3 | TQW 0102 | 3.8
2024-06-24 | MISC3 | TQW 0348 | 2.5
2019-04-05 | MISC3 | TQW 0376, Posey Bed | 3.8
2021-04-20 | MISC3 | TQW 0523 | 3.8
2024-09-27 | MISC3 | TQW 0527 | 3.583
2023-10-17 | MISC3 | TQW 0635 | 3.8
2023-02-13 | MISC3 | TQW-225 | 3.8
2023-05-22 | MISC3 | TQW130, TIW 439 | 3.8
2019-05-09 | MISC3 | Versa Care Foot Sections | 9
2020-12-22 | MISC4 | 3 each TIW 356, TIW 233 TIW 167 | 3.8
2020-07-29 | MISC4 | HRA 0129 | 3.8
2019-06-28 | MISC4 | Motor Cover Pan | 3
2019-06-20 | MISC4 | Paint Removal - Advanta Foot Rails | 6.31
2019-12-03 | MISC4 | Powder Coat- Rectangular Head Rails | 9
2019-04-22 | MISC4 | Retracting/Slide Pan | 3
2020-04-15 | MISC4 | SECURE 3 ZNT 0396 | 3.8
2021-12-08 | MISC4 | SN 26314004477, MODEL # EASYCARE 2003DCL, DATE OF MANUFACTURE 12/3/2008 | 43
2020-03-27 | MISC4 | TIW 0108 | 3.8
2022-08-03 | MISC4 | TIW 0156 | 3.8
2022-12-21 | MISC4 | TIW 0179 | 3.8
2021-04-01 | MISC4 | TIW 0315 | 3.8
2020-09-08 | MISC4 | TIW 0389 | 3.8
2019-09-05 | MISC4 | TIW 0509 | 3.8
2019-11-08 | MISC4 | TIW 0533 Posey Bed | 3.8
2019-09-25 | MISC4 | TIW 0559 Posey Bed | 3.8
2022-06-27 | MISC4 | TIW 0626 | 3.8
2019-12-31 | MISC4 | TIW 0666, Posey Bed | 3.8
2023-10-17 | MISC4 | TQW 0208, TIW 0119 | 3.8
2021-02-05 | MISC4 | TQW 0435 | 3.8
2023-07-25 | MISC4 | TQW 107 | 3.8
2024-06-24 | MISC4 | WHB 0127 | 2.5
2019-06-20 | MISC5 | Paint Removal - 835 Head/Foot Rails | 6.31
2019-11-06 | MISC5 | Paint Removal- Rectangular Foot Rails | 6.95
2019-12-03 | MISC5 | Powder Coat- Raven Black | 2.5
2019-11-08 | MISC5 | TIW 0478 Posey Bed | 3.8
2021-04-01 | MISC5 | TIW 0663 | 3.8
2019-09-05 | MISC5 | TIW 0694 | 3.8
2019-11-08 | MISC6 | HRA 0137 Advanta Bed | 3.8
2019-06-20 | MISC6 | Paint Removal - Transtar Brake Pedals | 6.31
2019-11-06 | MISC6 | Paint Removal- Rectangular Head Rails | 6.95
2021-04-01 | MISC6 | TQW 0425 | 3.8
2019-06-20 | MISC7 | Paint Removal - Seat, Motor and Retracting Pans | 6.31
2021-04-01 | MISC7 | TIW 0433 | 3.8
2021-04-01 | MISC9 | TIW 0124 | 3.8
2020-03-30 | MITUTOYO CALIPER | CALIBRATION (ID#17050-12)SERIAL#0023953 | 36
2021-01-21 | MR METAL 3.5 | „h Sturdy 80/20 Aluminum Frame„h 3.5 Gallon Polyethylene Tank with Bottom Outlet„h SS Tank Lid„h Low Shear Composite Paddle Agitator with Speed Control„h Glass Filled Acetal Double Diaphragm Pump with SS Spring Ball Check Cartridge„h Polypropylene Surge Tank„h Polypropylene fluid filter 80 mesh„h Air Controls for Fluid Pressure and Air Spray Pressure„h 25¡¦ of Atomizing Air Hose„h 25¡¦ Circulating Fluid Hose Assembly„h Circulating Fluid Manifold„h SS Return Valve„h Binks Mach 1 PC Gun configured with a 905 Fluid Nozzle and a 905PC HVLP Air Cap„h Binks Catalyst Feed Tank and Controls | 12750
2019-03-11 | MRW22X28X4.3ND | SER SERIES WIPER | 5.33
2019-05-30 | MT47318 | GEO-MATTRESS ULTRAMAX for STRETCHERS, 75''L X 26''W, 7'' HEAD END TAPER | 286
2019-05-23 | MT98969 | GEO-MATTRESS ULTRAMAX for STRETCHERS, 78''L X 27''W, 12'' HEAD AND FOOT END TAPERS | 286
2020-03-16 | MTAFF | C OR U CUT AFFINITY BIRTHING MATTRESS (Cal 129) H10285 | 390.19
2022-08-31 | MTAFF | C OR U CUT AFFINITY BIRTHING MATTRESS (Cal 129) P3611 | 566.91
2024-03-21 | MTAFF | C OR U CUT AFFINITY BIRTHING MATTRESS (Cal 129) P3611 (H10285) | 566.91
2022-04-18 | MTAFFAIR-C | Affinity Air Mattress Kit C-Cut Head/Seat and Foot Cushion (H10290) | 885.87
2022-06-06 | MTAFFAIR-V | Affinity Air Mattress Kit V-Cut Head/Seat and Foot Cushion (H10292) | 831.9
2021-06-04 | MTAFFAIR-V-COMPLETE | Affinity Air Mattress Complete V-Cut Head/Seat and Foot Cushion (H10292) (Kit includes everything needed for a complete mattress including bladders) | 742.77
2021-03-01 | MTAFFC-AIR | AFFINITY II C-CUT AIR MATTRESS | 633.77
2021-01-29 | MTAFFCFOOT | Affinity C or U Cut Foot Section Only | 169.2
2022-03-09 | MTAFFCFOOT | Affinity C or U Cut Foot Section Only (H10306) | 189.51
2024-03-22 | MTAFFCFOOT | Affinity C or U Cut Foot Section Only- (3 in. Foam) | 189.51
2023-10-16 | MTAFFCHEAD | AFFINITY C-Cut Head/Seat Section ONLY (Cal 129) (H10378) | 397.02
2021-10-25 | MTAFFCHEAD-AIR | AFFINITY I OR II Birthing Cushion (P3614FB) . Body Section C or U cut with AIR | 361.43
2024-03-22 | MTAFFCHEAD-AIR | AFFINITY I OR II Birthing Cushion. Body Section C or U cut with AIR (H12637) | 361.43
2022-03-29 | MTAFFV | AFFINITY V-CUT MATTRESS (Cal 129) P3610 (HEAD & FOOT) | 570.46
2019-06-11 | MTAFFVFOOT | AFFINITY V-CUT - FOOT ONLY | 146.65
2019-12-31 | MTAFFVHEAD | AFFINITY V-Cut Head/Seat Section ONLY (Cal 129) | 262.62
2021-08-10 | MTAFFVHEAD | H-10380 AFFINITY V-Cut Head/Seat Section ONLY (Cal 129) | 369.89
2023-09-06 | MTC1000050535 | VersaCare Short Stay Mattress Cover - H-11154 (P3250) | 178.21
2019-02-28 | MTC1000050535 | VersaCare Short Stay Mattress Cover - H-11154 (P3250) (HR#149906) | 129.26
2022-11-02 | MTC129671 | VERSACARE Air Mattress Cover (11155) - 129671 | 184.15
2024-04-10 | MTC140134 | Totalcare Cover for Short Stay & Treatment Mattresses-Includes top and bottom covers 140134 (H10655) | 310.07
2024-04-09 | MTC140137 | TotalCare Sport & Sport Plus Mattress Cover- Includes top and bottom covers 14013702 (H11570) | 483.67
2021-04-28 | MTCAS80 | Basic Mattress 36X80 (H10394) | 180.59
2023-06-09 | MTCAS84 | Basic Mattress 36X84 (H10393) | 175.14
2024-04-26 | MTCAS84 | Basic Mattress 36X84X6 (H10393) | 175.14
2021-03-22 | MTCASULTIMA | C-Matt Comfort Ultima 36x84x6 | 338.76
2023-11-21 | MTCH10670 | 36''X84''X6'', Nylon Mattress Cover (BT Basic Foam) H-10670 | 122.83
2020-04-02 | MTCH10713 | H-10713, Urethane Mattress Cover, 6''D X 36''W X 84''L (RF Welded) | 56
2023-10-16 | MTCH10811 | Strecher Pad Cover with two tapered ends 5x26x76 (H10811) | 170.66
2024-03-25 | MTCH12186 | TOTALCARE SPORT LAL REPLACEMENT COVER (H12186),(Includes both #14013701 Cover & #P1843B1 LAL Topper) | 839.05
2021-03-25 | MTH10017 | Sealed Institutional Mattress 36''X84'' Cal129 (H10017) | 224.62
2022-10-24 | MTK83 | AIR MATTRESS REPLACEMENT KIT DTNAMIC Sleep Surface 35X83X6, INCLUDES TOP FOAM, SHEAR LINER, TOP AND BOTTOM COVER (H-10221) | 252.81
2019-01-10 | MTKTCTREATMENT | P1955B, Treatment Revitalization Kit, (Kit includes - Topper Foam - Sheer Liner - Short Stay or Treatment Cover) | 275.97
2020-07-24 | MTKTCTREATMENT | P1955B, Treatment Revitalization Kit, (Kit includes - Topper Foam - Sheer Liner - Short Stay or Treatment Cover)H-10657 | 275.97
2022-09-08 | MTP3250SS | VersaCare Short Stay Mattress Complete (6 in thick) (H12083) | 645.69
2019-04-16 | MTSCAFF-U-FOOT | AFFINITY U-Cut Foot Mattress Slip Cover | 60.44
2024-06-06 | MTSCAFF-U-FOOT | AFFINITY U-Cut Foot Mattress Slip Cover (H-10507) | 81.23
2019-04-16 | MTSCAFF-V-FOOT | AFFINITY V-Cut Foot Mattress Slip Cover - 140552 | 58.94
2019-04-05 | MTSPAN84 | 60774, Private Label 84'', 84''LX36''WX5''H Millennium Series Foam Mattress | 134
2019-02-15 | MTSTRETCHER26 | Stretcher Mattress, Two Tappered Corners 4''X26X76 (For the GPS or Transtar Stretchers) | 156.8
2021-02-03 | MTSTRETCHER26 | Stretcher Mattress, Two Tappered Corners 4''X26X76 (For the GPS or Transtar Stretchers)H10131 | 214.83
2022-05-11 | MTSTRETCHER26-5 | Stretcher Pad, Two Tappered Corners 5''X26''X76''(H10789) | 275.98
2021-02-03 | MTSTRETCHER29 | Stretcher Mattress , Two Tappered Corners 4''X29''X76'' (For the GPS or Transtar Stretchers)H10133 | 224.62
2024-03-22 | MTSTRETCHER29-5 | Stretcher Mattress, Two Tappered Corners 5''X29''X76(H10624) | 275.11
2021-01-08 | MTTCSS | TotalCare Short Stay Mattress Complete | 651.37
2021-04-15 | MTW-18-16STRAND | 18awg 16strand green/yellow wire 500ft spool | 36.17
2019-03-11 | MU16X22X4ULL | URETHANE LOADED-LIP SEAL | 2.13
2023-12-04 | N0BS1D1D-0 | Oslo Bedside Cabinet,1D/1D,Oak | 189.63
2019-01-28 | NFW2-100 | Hourly Labor Rate | 119
2021-04-23 | NP843629 | PressureGuard, Custom Care 84x36x7 Mattress | 550.16
2022-03-31 | NP85V29 | NP85V29, Non-Powered Custom Care, Recessed Deck (Versacare) (MATTRESS) | 864.03
2023-11-03 | NRT31454 | 5'' PSA Disc 100/Roll 400 grit | 41.7
2023-11-03 | NRT31459 | 5'' P220 PSA Magnum (Norton) | 41.2
2023-11-30 | NRT31461 | 5'' PSA Disc 100/Roll 150 grit (Norton) | 40.56
2023-11-03 | NRT31464 | 5'' P80 PSA DISC 100/Roll | 44.62
2021-04-13 | OBT | Over Bed Table | 15
2022-02-28 | OS-18X24X3KC | METRIC OIL SEAL, HARWAL 18X24X4 | 2.86
2022-09-20 | OS22X32X7TC | ADLP SEAL | 2.52
2019-06-25 | P004365 | Kit, Ext_Buzzer no Scale PCB | 92.09
2020-01-10 | P1435EC | OB/GYN, 3'' Thick Stretcher Mattress | 385
2020-05-18 | PARAGON 3000 | PARAGON 3000, #2 MOTOR GREASE (6 GAL BUCKET) | 330.75
2020-09-01 | PAT320 | Megger Test Unit | 465
2019-01-03 | PC141126 | Scan Service to Create Gerber Files (4 layer, 2 mask, 1 silk, 1 drill) | 323
2019-11-03 | PCI-DAS6025 | NEW BOARD TO REPLACE DAMAGED BOARD FOR TEST UNIT | 365
2019-09-23 | PCI-DAS6025 | Repair s/n 1a5282b Channels 10-16 defective | 182.5
2019-11-04 | PEC11R-4220F-S0024 | Encoders 20mm shaft w/switch | 0.72
2019-11-20 | PFP14B | TOTALCARE RESERVOIR BLACK PLUG | 0.74
2023-06-02 | PL128805 | Scale Display Housing Front, CareAssist Pod | 2.56
2023-06-02 | PL128806 | Scale Display Housing Back, CareAssist Pod | 2.48
2020-03-30 | PL129442 | CAREASSIST & ADVANTA2 PPM PIVOT SPACER (POD) | 0.58
2022-10-04 | PL19833-48 | Wire Cover - Light Neutral (ADVANCE, ADVANTA, 850, 835, P1400,) | 1.96
2020-01-03 | PL19833-48 | Wire Cover - Lt. Neutral (ADVANCE & ADVANTA) | 0.87
2020-04-02 | PL29457-LN | Plug, Siderail Tube .744 O.D. Light Neutral | 0.38
2020-03-30 | PL32612-33 | TOP CANE SHORT 18.5 TAUPE (022368-T) | 1.69
2020-09-10 | PL32612-48 | TOP CANE SHORT 18.5 LT NEUTRAL (022368-LTN) | 3.64
2024-01-24 | PL33381 | Motor Coupler Half w/Shoulder | 0.652
2021-03-02 | PL33881 | Motor Coupling Half W/Shoulder | 1.04
2024-01-24 | PL33882 | Motor Coupler Half Center Keyed Part | 0.614
2021-03-02 | PL33882 | Motor Coupling Half | 1
2021-05-04 | PL34506-48 | Facade Nurse Panel 850 - Lt. Neutral | 22
2022-02-01 | PL38566-48 | Advance /Advanta End Cane - Light Neutral 38566 | 2.03
2020-04-02 | PL38567-48 | ADVANCE Top Cane Head Siderail - Lt Neutral | 1.66
2019-09-18 | PL38569-48 | ADVANCE Top Cane Foot Siderail - Lt Neutral | 1.31
2020-03-30 | PL38819 | Affinity I & II, Siderail Plug | 0.38
2021-04-23 | PL43646A | Coupling Half, Large ID Hole, Affinity | 1.09
2021-04-23 | PL43646B | Coupling Half, Small ID Hole, Affinity | 1.11
2019-09-18 | PL4410048 | ADVANCE Leg Cover, Light Neutral - Wheel Cover | 1.46
2019-04-04 | PL44825-48 | Siderail Control Housing LH (Double Switch) | 4.01
2020-04-02 | PL44826-48 | Advance Control Housing Cover (Light Neutral) | 3.06
2024-08-28 | PL4613 | VERSACARE HOUSING BACK - PCVCPENUNIV | 4.66
2024-08-28 | PL4614 | CARE ASSIST PCCAPENUNIV HOUSING FRONT | 2.19
2019-09-11 | PL4614 | HOUSING FRONT | 1.83
2019-10-28 | PL4614 | HOUSING FRONT CARE ASSIST PCCAPENUNIV | 1.83
2020-02-04 | PL4614-01 | Housing Front, TransferMaster Pendant | 3.2467
2021-06-30 | PL4614-01 | Housing Front, TransferMaster Pendant,etc | 3.2467
2024-08-28 | PL4617 | Button Cover, Pendant | 0.44
2024-08-28 | PL4621 | HOUSING BACK CARE ASSIST PCCAPENUNIV | 4.6
2019-08-29 | PL4621 | HOUSING BACK CARE ASSISTPCCAPENUNIV | 3.12
2024-08-28 | PL4625 | Release Button, Pendant | 0.67
2021-11-09 | PL4637001 | TRANSTAR - Trim Strip, (Royal Blue) | 9.12
2024-05-15 | PL46772-48 | AFFINITY PLACENTA PAN - LIGHT NEUTRAL | 19.16
2020-03-30 | PL5067 | PENDANT CLIP FOR PL4621 WIDE | 0.9
2020-03-30 | PL5463 | Cord Restraint,, CareAssist Pod | 0.61
2020-04-02 | PL63238-48 | ADVANTA Top Cane, Head Siderail - Lt Neutral63238 | 1.66
2024-08-28 | PL63683 | Advanta & VersaCare Screw Cover (PLUG), .478 O.D. | 0.34
2020-04-02 | PLCBB81060-LN | SideComm Module Back Light Neutral | 1.11
2020-03-30 | PLCBB81060-T | Sidecomm Module Back Taupe | 1.09
2020-04-02 | PLCBF81060-LN | SideComm Module Front Light Neutral | 1.41
2020-07-31 | PLE55X10NP | 5.5'' X 10'', Clear Packing List Envelope (1000 per case) | 37
2020-03-30 | PLLB81060-LN | Lighting Blank Insert Light Neutral | 0.6
2020-03-30 | PLNB81060-LN | Nurse Call Blank Insert Light Neutral | 0.57
2020-06-25 | PLTCARR | Rotating Assist Rail- Right | 87.5
2024-04-30 | PMC1002 | CPC 1/8 NPT NON-VALVED ACETAL COUPLING BODY-STRYKER # 18022 | 5.94
2024-07-26 | POLY BAG2824120 | 28X24X120X003, Ploy Bag 50 per roll | 129.78
2023-11-07 | POSEY CRATE | Posey Bed Crate Bottom Heat Treated | 175
2023-10-11 | POSEY CRATE | Posey Bed Crate Bottom Heat Treated (90x42) | 175
2019-09-17 | POSEY LEGS | SQUARE LEGS FOR POSEY BEDS/ 3 HOLES DRILLED IN EACH ONE | 5
2019-10-25 | POSEY LEGS | SQUARE LEGS FOR POSEY BEDS/3 HOLES | 5
2024-08-15 | PRIME SERIES SHROUD DECAL SET | Stryker Prime Series Stretcher Shroud Decal Set Over-run | 20.698
2024-05-02 | PRIME SHROUD LABEL PACKAGE | Stryker Prime Stretcher Shroud Label Package | 20.698
2020-10-08 | PRO-200-13-K | Fluid Needle Tip 1.3 | 72.76
2024-05-13 | PROGRESSA WINDOW COVERS | PROGRESSA GCI POD 8 SERIES WINDOW COVERS | 4.026
2024-09-05 | PT2020 | 20''X20'' PT Panel Filter, 24 per case (Quote#021234) Roof Filter | 113
2023-09-12 | QD1642A | CAREASSIST BATTERY 12V/1,3AH | 10.9697
2024-05-28 | QD1642A | PS1212F1 CAREASSIST BATTERY 12V/1,3AH | 8.64
2024-06-26 | QD1642A | PS1212F1 POWERSONIC - CAREASSIST BATTERY 12V/1,3AH | 8.25
2023-11-21 | QT110HW/01 | Stryker Secure 3 White- Spec 110 BBL ALK WH | 75
2021-05-26 | R102412 | Tube Plug, Square 1-1/4 X 1-1/4 10-14ga (Posey) | 0.1736
2023-11-03 | R102412 | Tube Plug, Square 1-1/4 X 1-1/4 10-14ga (Posey) (635767AB) | 0.2622
2019-10-29 | R103516 | Tube Plug, Round 1-1/4 14-20 | 0.4077
2022-10-07 | RAIL BLOCKS | Side Rail Blocks | 0.5
2022-06-16 | REEL FEE | Custom reel fee | 3
2019-03-07 | REPAIR FEE | REPAIR | 95
2024-01-04 | ROUND WHITE STRYKER LABELS | Stryker Labels, Round, White 3.625x3.625 | 0.05464
2024-05-06 | RT8070TBF | Transfer brake rubber foot | 2.75
2023-10-27 | RT8070TBF | Transfer brake rubber foot (SKU | 2.75
2023-09-20 | RT8070TBF | Transfer brake rubber foot (SKU 1145) 3/8-16 | 2.75
2020-12-29 | S1023 7 | 12x24 clear sheet rectangle | 2.17
2024-05-07 | S-1047 | 40X42 Cardboard (250 per skid) | 1.51
2022-10-06 | S-1047 | 40X42 Cardboard 200#(250 per skid) | 1.51
2019-10-01 | S-1223 | Label, ''Do Not Double Stack'' 3''X5'' | 28
2019-12-17 | S-12576 | 2mil 3x5 anti-static bags S-12576 1000ct | 41
2021-07-15 | S-12726 | 1''x75 Black Velcro Hook- Strip | 33
2021-07-15 | S-12727 | 1''x75' Black Velcro Loop- Strip | 33
2020-12-10 | S-1293 | 2mil 3x5 resealable bags S-1293 1000ct | 19
2024-05-07 | S-1294 | 4''X6'' 2mil Reclosable Bag (1 box = 1000) | 21
2024-09-06 | S-1299 | 9 x 12" 2 Mil Reclosable Bags/1000 per ctn | 54
2019-12-31 | S-1306 | 12x15 , 4 MIL RECLOSABLE BAGS-500/ctn | 80
2020-08-05 | S-1306 | 12x15 ULINE 4 MIL RECLOSABLE BAGS- 500/ctn | 80
2021-06-22 | S-13124 | Security Label, ''Warranty Void If Removed'' 3/4X2'' | 0.29
2024-09-24 | S-13124R | Warranty Void if Removed Labels-Red 3/4 x 2'' | 34
2023-01-30 | S-1417 | Jiffy Padded Mailer Self Seal, 10-1/2'' x 16'' #5 (1 Case = 100 pcs) | 62
2024-05-15 | S-14461 | STANDARD WIRE SHELVING LABEL HOLDERS W/ INSERT- (25 PACK) | 20
2021-03-29 | S-16332 | Camouflage Moving Blanket 30oz | 15
2019-08-08 | S-1707 | 3''X5'' 4 Mil Reclosable Bag (1box = 1000bags) | 35
2019-02-18 | S-19344 | 2.5x1.5 White Laser Label | 30
2024-06-27 | S-19529 | File Folders-Letter, Assorted Pack 100/box | 38
2024-06-27 | S-19530 | Hanging File Folders-Letter, Green 25/box | 20
2024-05-07 | S-21205 | Deluxe Toilet Floor Mat 17x21 (6 per case) | 64
2020-03-05 | S-21309 | 7-1/4 x 12 Kraft Padded Mailer | 29
2023-01-30 | S-21309 | Uline Kraft Self-Seal Padded Mailers #1 - 7 1/4 x 12" | 33
2023-10-30 | S-2157 | 1/2'' Gripper Banding Seal (Box of 1,000) | 81
2024-09-06 | S-2236PPS | Flourescent Tag- #5 4 3/4 x 2 3/8, Pre-Strung Pink (1,000/carton) | 90
2021-12-03 | S-2245 | STATIC WARNING LABELS 2x2 500/roll | 9
2024-09-24 | S-2245 | STATIC WARNING LABELS 2x2 500/roll | 9
2024-09-06 | S-2421GPS | Inspection Tag Green ''ACCEPTED'', Pre-Strung, 4-3/4 X 2-3/8 (1 case = 1000pcs) | 102
2024-04-29 | S3 HEADBOARD LABELS RH/LH | Stryker S3 Headboard Labels-RH/LH | 4.842
2024-05-29 | S30521K | Careassist Tower Joint-Large | 1.73
2019-04-24 | S30521K | Joint, Care Assist Column | 1.26
2024-05-29 | S30522K | Careassist Tower Joint-Small | 1.6
2022-10-17 | S30527K | CAREASSIST Brake Bar Spacer - (qty 1) | 0.75
2019-04-04 | S30528K | CAREASSIST SUPPORT | 4
2023-10-02 | S30528K | CAREASSIST SUPPORT- **Old Style** | 5.19
2020-03-27 | S30531K | (CareAssist) Hilo Column Old Style | 4.3
2020-11-17 | S30531K | *Refurbs No longer avail*Bearing (CareAssist) Hilo Column Old Style | 4.3
2019-01-09 | S30531K | Bearing (CareAssist) | 2.03
2024-09-26 | S30531K | Bearing (CareAssist/Advanta 2) Hilo Column Old Style | 7.36
2024-07-01 | S30534L | CAREASSIST FOOT BOARD SOCKET (FIXING DEVICE) | 3.2
2019-04-16 | S30545K | CAREASSIST COLUMN COVER | 1.71
2024-02-12 | S30545K | CAREASSIST COLUMN COVER (Careassist Hilo Column Plastic Cover) | 2.232
2020-04-24 | S-3242 | Safe-Handling Label, 3''X4'', ''Do Not Use Blades To Open'' | 17
2024-06-11 | S-3276 | 6''X12'' Static Shielding Bag (1 box = 100 bags) | 27
2024-09-24 | S-3278 | 8''X16'' Static Shielding Bags | 25
2024-09-24 | S-3279 | 10''X16'' Static Shielding Bag (1 box = 100 bags) | 49
2022-05-16 | S-3420 | Static Shielding Bag 5X7 (1 box = 100 bags) | 16
2021-07-21 | S-3421 | Static Shielding Bag 5''X10'' (1 box = 100 bags) | 18
2024-06-11 | S-3427 | Static Shielding bags 7''X15'' (1 box = 100 bags) | 37
2024-09-06 | S-3513 | ''This Side Up''; Label- 3x5 (500 per roll) | 23
2024-06-27 | S-3832 | Magnetic Vinyl Envelope, 3X5, (Carton = 50pcs) | 32
2024-09-06 | S-4164 | 16x16x10 Corrugated Boxes (25/bundle)(8'' Stryker Wheels) | 1.86
2024-06-11 | S-4510 | 36x36x12 Corrugated Boxes 5/bundle (Stryker Fowler Kits) | 11.61
2024-06-11 | S-4640 | 20x10x6 Corrugated Boxes 25/bundle | 1.46
2024-05-15 | S-5425 | 32x28x48 2mil GSTD BAG 100/CT | 124
2021-03-29 | S-6082 | Standard Moving Blanket 36oz | 15
2024-06-27 | S-6743W | Insert Cards- 3/5'' 50/carton | 22
2021-01-29 | S-7273 | Plastic Bottles with Sprayers - 32 oz | 1.8
2024-05-07 | S-8129 | Urinal Para Block (12 per case) | 12
2024-09-06 | S-918 | Jiffy Rigi Bag Mailers #4- 9 1/2 x 13 (200 per Case) (Membrane Labels) | 126
2024-09-06 | S-929YPS | Inspection Tag Yellow, ''REPAIRABLE OR REWORK'', Pre-Strung, 4-3/4 X 2-3/8, (1 case = 1000pcs) | 102
2020-11-20 | SA3712 | W523-36, (5'' Wheel)125mmX32mmX36mm Hub LengthHub Length, Gray Rubber on Steel Hub TG's 5/16 BB, Wheel only-Chrome center for 835 bed | 10.31
2019-12-18 | SA4535 | Head/Footboard Box | 3.5
2020-03-26 | SAS6100 | Earplug, Pre-Shaped Foam Earplug | 0.16
2020-05-19 | SAS66517 | Raven Powder Free Gloves Med. | 10.59
2020-05-19 | SAS66519 | Raven Powder Free Gloves X-Large | 10.59
2022-05-17 | SAS8661-93 | BANDIT RESP W/OV CART/N95 FL | 17.31
2024-04-03 | SCALE SYSTEM | SCALE SYSTEM-STRYKER S3 FOOTBOARD LABEL- 2.125 X 4.125 | 0.306
2019-09-10 | SCALES | Patient Scales | 25
2020-06-04 | SCAN SERVICE | Create Gerber Files (3 boards into 1)2 layer, 2 mask, 2 silk, 1 drill (for p/n 5752) | 274
2020-06-12 | SCREEN | Screen for SMT parts | 120
2019-06-10 | SEM40477 | HEAVY BODY SEAM SEALER WHITE | 28.25
2020-05-19 | SEM40477 | HEAVY BODY SEAM SEALER-WHITE | 29.58
2019-04-10 | SERVICE | Replace Bad Timer Drains- WI74433 | 561.72
2021-10-28 | SET-UP | One time set-up fee | 420
2021-07-15 | SET-UP FEE | SET-UP FEE | 50
2024-09-09 | SHIPPING | Delivery | 250
2021-04-26 | SHIPPING | Delivery from Rochester Electronics LLC | 10
2019-10-15 | SHIPPING | FED-EX GROUND | 28.16
2024-03-26 | SHORT RELEASE | SK-BT-Short Release SEAL KIT for Stryker Hydraulic Pump | 1
2019-09-02 | SK-BT-ORING | Seal Kit - Str-pump | 4
2024-04-15 | SK-BT-SSKIT | SEAL KIT-New Complete Kit w/ Urenthane Loaded Lip Seal- Stryker | 11.5
2019-11-14 | SKID32X42 | Heat treated Stamped skid 32x42 | 16
2023-08-11 | SL100WT20X20 | 20X20X1 with Dry Tackifier (30 per box) Wall/Floor Filter | 1.3
2019-03-07 | SL-MB-NAF93-Q77 | ATX MOTHERBOARD featuring Q77 EXPRESS CHIPSET | 322
2022-01-31 | SMALL MATTRESS BOX | 28x21x22 5/8, RSC,ECT 51 BC Plain | 6.45
2020-08-13 | SMT325 | Smart Nitrile Black Glove XL (box of 100) | 10.59
2023-04-25 | SMT350 | SMART BLACK NITRILE-MEDIUM | 12.94
2023-11-03 | SMT351 | Smart Nitrile Black Glove Large (box of 100) | 12.94
2019-07-22 | SMT351-P | SMART Black Nitrile Gloves- Large (Promotion) | 8.5
2023-11-30 | SMT352 | SMART BLACK NITRILE-XL | 12.94
2021-05-18 | SN-66 | Housing | 22.5
2024-09-05 | SP19X5 | Instapak Film, Gusseted | 552.9
2020-06-08 | SQUARE BAR 1/2 | Square bar 1/2'' used in Transtar Brake/Steer Upgrade Kit | 3.3
2019-04-25 | SR7K-2 | Heyco 1240 Strain Relief SR7K-2 | 0.212
2022-12-22 | SRI-KIT | Side Rail Insert kit - 12pcs | 75.4
2020-06-05 | SSL-LX40FT3GD | 4mm GREEN LED | 0.214
2020-02-26 | STATIC WARNING LABEL | Static Warning Label, 2x2 Yellow Caution | 8
2024-05-02 | STEER ''PILL'' SHAPED DCL GRN | Stryker Stretcher STEER ''PILL'' SHAPED DECALS-GREEN | 0.179
2020-06-29 | STENCIL | Stencil for Valvsys Board | 210
2019-06-28 | STF6N62K3 | MOSFET | 1.72
2019-09-10 | STRETCHER | Midmark Stretchers | 100
2024-04-19 | STRYKER 1105 5TH WHEEL STRETCH | STRYKER 1105 5TH WHEEL STRETCHER LABEL | 0.8
2024-04-19 | STRYKER 1115 PRIME LABEL | GENERAL STRYKER 1115 PRIME STRETCHER LABEL | 0.87
2024-03-28 | STRYKER 2 STAGE IV LABELS | Stryker Medical two stage IV pole labels 2.56x1.77 rectangle | 0.1288
2024-05-02 | STRYKER DOME LABEL-FB | Stryker Dome Label-S3 Footboard | 0.773
2024-05-02 | STRYKER IRREGULAR DECAL | STRYKER IRREGULAR DECAL SET- PRIME SERIES FOOT SECTION | 0.735
2024-02-14 | STRYKER ROUND WHITE CIRCLE | General Secure Stryker Round White Labels 3.875x3.875 | 0.071
2024-04-04 | STRYKER S3 FOOTBOARD DECAL SET | STRYKER S3 FOOTBOARD LID DECAL SETS | 8.3
2023-11-21 | STRYKER S3 WHITE SPRAY | Stryker Secure 3 White Spray Enamel-16 oz | 8.25
2019-07-16 | STRYKER WHITE | Stryker White Aerosol Touch Up Paint | 5.75
2019-12-02 | STX-3120-5B | Phone Connector, 3.5mm PCB Stereo 5P Plastic w/switch | 0.61
2023-11-28 | STX70020 | 700200 GL M.E.K STX (REDUCER FOR STRYKER S3 WHITE) | 30.96
2024-07-29 | SUPERLEAN 164 | Super Clean 164 Heavy Duty Degreaser (55 gal. drum) | 699.04
2022-12-23 | TARIFF | Tariff | 22.32
2019-09-06 | TARIFF | Tariff Charge | 0.573
2020-08-25 | TARIFF FEE | Tariff fee | 9.19
2019-04-16 | THG1000 | TRANSFORMER 1000 WATT UP OR DOWN CONVERSION 230V | 29.99
2020-08-14 | TILT SWITCH | 108-RBS380101 TILT SWITCH SENSOR 10mA 3.3-5VDC 30 degree | 3.66
2019-09-27 | TOOLING | M 919 - Pendant Mold - Insert change - back to PL4621 | 430
2019-02-05 | TOOLING | SECURE 2 HEAD LAMINATE-TOOLING CHARGE FOR CUSTOMER SUPPLIED STOCK TO BE CUT TO 23.65 X 11.13 IRREGULAR. EST NO. 70456 PLEASE REFERERNCE SIMILAR TO JOB # 85755 | 267
2024-10-23 | TOOLING | TOOLING CHARGE | 200
2024-08-21 | TOOLING | TOOLING CHARGE for 176600 | 5000
2024-09-04 | TOOLING | TOOLING CHARGE ON LB351 ESTIMATE 94153 | 50
2019-09-27 | TOOLING | TOOLING CHARGE- pl4613,pl4614 | 430
2024-08-21 | TOOLING #2 | TOOLING GHARGE for IM0025183000 | 500
2019-02-05 | TOOLING2 | SECURE 2 FOOT LAMINATE-TOOLING CHARGE FOR CUSTOMER SUPPLIED STOCK TO BE CUT TO 7.34 X 25.01 IRREGULAR. EST NO. 70454PLEASE REFERERNCE SIMILAR TO JOB # 85755 | 263
2020-06-05 | TPS2110APWR | POWER SWITCH IC TEXAS INSTRUMENTS | 1.98
2022-12-08 | TRANSTAR HYDROLIC PUMP BUSHING | TURN OD/DELRIN GUIDE | 2.5
2021-07-15 | TREND VIAL | Commercial Level Vial (6mm X .935'') Filled with Yellow Mineral Spirits .200 Bubble (850 Nurse Panel) (Vendor #601-300-705) | 1.06
2020-03-26 | TRM4303 | Tex Coat Chip Guard White S/C | 22.28
2022-11-04 | TZE-211 | Brother Label Tape TZE211 8mm X 6mm black on white | 13.42
2021-05-18 | UMX8436-29 | Geomattress UltraMax Flat Deck Foam Mattress | 362.96
2023-03-13 | UMX85V-29 | UMX85V-29, VersaCare Short Stay Mattress | 502.39
2021-05-28 | USPS POSTAGE | USPS Delivery | 5.99
2020-06-19 | VALVSYS | Microscreen for 4-up array | 210
2019-07-23 | VT13-AIR BANDER | AIR BANDER SN# 425450 | 275.3
2024-04-03 | WI-FI CAPABLE | WI-FI CAPABLE-STRYKER S3 FOOTBOARD LABEL- 2.25 X 1.125 | 0.243
2019-06-12 | WL-2191L5-12V | Wamco LED Indicator Green .31'' dia. 6'' length WL-2191L5-12V | 2.62
2019-09-16 | Y16001521 | BLOWER ASSEMBLY for AQUATHERM 9100 BATCH CLEANING SYSTEM | 260.2
2020-06-29 | Y6655000000H400 | #25 Torx Security Bit (Psych Bed Bit) | 2.24
2021-05-18 | Y6655000000H400 | T-25 Torx Security Bit (Psych Beds) | 2.429
2020-04-17 | ZINC PLATING | Zinc Plating for all 100 pieces | 175